{"text_format":"3","workbook":"xls","n_sheets":1,"sheets":["sheet1"],"not_rendered":{"external_links":1,"defined_names":1},"read":"whole","date_system":"1900","formulas":"cached_only"}

{"sheet":"sheet1","index":0,"n_rows":5001,"n_cols":9,"rows_kept":5001,"merged":[[0,0,0,8],[1,0,1,8]],"flags":["formulas_cached_only"]}
["2025年12月成武供电公司公用台区分布式电源可开放容量信息明细表"]
["单位：千伏安"]
["序号","台区管理单位","管理班组","所在区域","所属10千伏线路","台区名称","台区变压器容量","分布式电源可开放容量","分布式电源接入电网"]
[1,"成武县供电公司","成武工业园区供电所","永昌街道","110kV西洼站10kV0106城北1线","110kV西洼站10kV0106城北1线田庄新315台架变","315",0,"红色"]
[2,"成武县供电公司","成武工业园区供电所","永昌街道","110kV西洼站10kV0113城北2线","湖心国际三号","630",0,"红色"]
[3,"成武县供电公司","成武工业园区供电所","永昌街道","110kV西洼站10kV0113城北2线","湖心国际一号","630",0,"红色"]
[4,"成武县供电公司","成武工业园区供电所","永昌街道","110kV秋月站10kV0122老城街线","湖心国际二号","630",0,"红色"]
[5,"成武县供电公司","成武工业园区供电所","永昌街道","110kV秋月站10kV0122老城街线","湖心国际四号","630",0,"红色"]
[6,"成武县供电公司","成武工业园区供电所","永昌街道","110kV郜鼎站10kV0108古井2线","110kV郜鼎站10kV0108古井2线小刘楼柱上变","200",0,"红色"]
[7,"成武县供电公司","成武工业园区供电所","永昌街道","10kV0116城东4线","10kV0116城东4线东张庄南二号柱上变","200",0,"红色"]
[8,"成武县供电公司","成武工业园区供电所","永昌街道","110kV郜鼎站10kV0106玖德2线","110kV郜鼎站10kV0106玖德2线王庄柱上变","200",0,"红色"]
[9,"成武县供电公司","成武工业园区供电所","永昌街道","10kV0121园区2线","110kV汉堤变电站10kV0121园区2线常桥东柱上变","200",0,"红色"]
[10,"成武县供电公司","成武工业园区供电所","永昌街道","110kV秋月站10kV0109新大街1线","110kV秋月站10kV0109新大街1线南隅居委会新柱上变","400",0,"红色"]
[11,"成武县供电公司","成武工业园区供电所","永昌街道","成武县公司110kV汉堤变电站10kV0115城东3线","工业园区公变","630",0,"红色"]
[12,"成武县供电公司","成武工业园区供电所","永昌街道","0111城内线","泰和东居一号","800",0,"红色"]
[13,"成武县供电公司","成武工业园区供电所","永昌街道","成武县公司110kV汉堤变电站10kV0115城东3线","北城社区北区五号","630",0,"红色"]
[14,"成武县供电公司","成武工业园区供电所","永昌街道","10kV0116城东4线","北城社区北区四号","630",0,"红色"]
[15,"成武县供电公司","成武工业园区供电所","永昌街道","10kV0116城东4线","北城社区北区六号","630",0,"红色"]
[16,"成武县供电公司","成武工业园区供电所","永昌街道","10kV0116城东4线","北城社区北区二号","630",0,"红色"]
[17,"成武县供电公司","成武工业园区供电所","永昌街道","110kV秋月站10kV0122老城街线","城盛豪庭5号","1250",0,"红色"]
[18,"成武县供电公司","成武工业园区供电所","永昌街道","110kV秋月站10kV0122老城街线","未来城三号","1000",0,"红色"]
[19,"成武县供电公司","成武工业园区供电所","永昌街道","110kV秋月站10kV0122老城街线","城盛豪庭8号","1250",0,"红色"]
[20,"成武县供电公司","成武工业园区供电所","永昌街道","110kV秋月站10kV0122老城街线","城盛豪庭6号","1250",0,"红色"]
[21,"成武县供电公司","成武工业园区供电所","永昌街道","110kV秋月站10kV0122老城街线","城盛豪庭7号","1250",0,"红色"]
[22,"成武县供电公司","成武工业园区供电所","永昌街道","110kV西洼站10kV0113城北2线","翰林院2期五号变","800",0,"红色"]
[23,"成武县供电公司","成武工业园区供电所","永昌街道","110kV秋月站10kV0122老城街线","翰林院2期二号变","800",0,"红色"]
[24,"成武县供电公司","成武工业园区供电所","永昌街道","110kV秋月站10kV0122老城街线","翰林院2期四号变","800",0,"红色"]
[25,"成武县供电公司","成武工业园区供电所","永昌街道","成武县公司110kV汉堤变电站10kV0115城东3线","110kV汉堤变电站10kV0115城东3线李坑西柱上变","200",0,"红色"]
[26,"成武县供电公司","成武工业园区供电所","永昌街道","110kV秋月站10kV0122老城街线","翰林院2期六号变","800",0,"红色"]
[27,"成武县供电公司","成武工业园区供电所","永昌街道","110kV西洼站10kV0113城北2线","翰林院2期三号变","800",0,"红色"]
[28,"成武县供电公司","成武工业园区供电所","永昌街道","110kV秋月站10kV0122老城街线","蓝水湾一期三号公变","800",0,"红色"]
[29,"成武县供电公司","成武工业园区供电所","永昌街道","110kV秋月站10kV0122老城街线","蓝水湾一期一号公变","800",0,"红色"]
[30,"成武县供电公司","成武工业园区供电所","永昌街道","成武县公司110kV汉堤变电站10kV0115城东3线","北城社区南区十四号","630",0,"红色"]
[31,"成武县供电公司","成武工业园区供电所","永昌街道","110kV秋月站10kV0122老城街线","蓝水湾一期四号公变","800",0,"红色"]
[32,"成武县供电公司","成武工业园区供电所","永昌街道","成武县公司110kV汉堤变电站10kV0115城东3线","北城社区南区十二号","630",0,"红色"]
[33,"成武县供电公司","成武工业园区供电所","永昌街道","110kV秋月站10kV0122老城街线","蓝水湾一期二号公变","800",0,"红色"]
[34,"成武县供电公司","成武工业园区供电所","永昌街道","成武县公司110kV汉堤变电站10kV0115城东3线","北城社区南区十号","630",0,"红色"]
[35,"成武县供电公司","成武工业园区供电所","永昌街道","10kV0116城东4线","北城社区南区八号","630",0,"红色"]
[36,"成武县供电公司","成武工业园区供电所","永昌街道","110kV秋月站10kV0109新大街1线","机电厂小区配电室","800",0,"红色"]
[37,"成武县供电公司","成武工业园区供电所","永昌街道","110kV秋月站10kV0109新大街1线","程堤口社区十二号","1000",0,"红色"]
[38,"成武县供电公司","成武工业园区供电所","永昌街道","110kV西洼站10kV0113城北2线","翰林院2期七号变","800",0,"红色"]
[39,"成武县供电公司","成武工业园区供电所","永昌街道","110kV秋月站10kV0122老城街线","翰林院2期十号变","800",0,"红色"]
[40,"成武县供电公司","成武工业园区供电所","永昌街道","110kV秋月站10kV0109新大街1线","程堤口社区七号","1000",0,"红色"]
[41,"成武县供电公司","成武工业园区供电所","永昌街道","110kV秋月站10kV0121新大街2线","程堤口社区八号","1000",0,"红色"]
[42,"成武县供电公司","成武工业园区供电所","永昌街道","110kV秋月站10kV0121新大街2线","程堤口社区十号","1000",0,"红色"]
[43,"成武县供电公司","成武工业园区供电所","永昌街道","110kV秋月站10kV0122老城街线","木料市社区四号","800",0,"红色"]
[44,"成武县供电公司","成武工业园区供电所","永昌街道","110kV秋月站10kV0122老城街线","木料市社区三号","1000",0,"红色"]
[45,"成武县供电公司","成武工业园区供电所","永昌街道","110kV秋月站10kV0122老城街线","木料市社区八号","1000",0,"红色"]
[46,"成武县供电公司","成武工业园区供电所","永昌街道","110kV秋月站10kV0122老城街线","木料市社区七号","800",0,"红色"]
[47,"成武县供电公司","成武工业园区供电所","永昌街道","110kV西洼站10kV0113城北2线","翰林院2期一号变","800",0,"红色"]
[48,"成武县供电公司","成武工业园区供电所","永昌街道","110kV西洼站10kV0113城北2线","翰林院2期九号变","800",0,"红色"]
[49,"成武县供电公司","成武工业园区供电所","永昌街道","110kV秋月站10kV0122老城街线","翰林院2期八号变","800",0,"红色"]
[50,"成武县供电公司","成武工业园区供电所","永昌街道","110kV秋月站10kV0121新大街2线","程堤口社区二号","1000",0,"红色"]
[51,"成武县供电公司","成武工业园区供电所","永昌街道","110kV秋月站10kV0109新大街1线","程堤口社区五号","1000",0,"红色"]
[52,"成武县供电公司","成武工业园区供电所","永昌街道","110kV秋月站10kV0109新大街1线","程堤口社区三号","1000",0,"红色"]
[53,"成武县供电公司","成武工业园区供电所","永昌街道","110kV秋月站10kV0109新大街1线","程堤口社区一号","1000",0,"红色"]
[54,"成武县供电公司","成武工业园区供电所","永昌街道","110kV秋月站10kV0121新大街2线","程堤口社区十一号","1000",0,"红色"]
[55,"成武县供电公司","成武工业园区供电所","永昌街道","110kV秋月站10kV0121新大街2线","程堤口社区六号","1000",0,"红色"]
[56,"成武县供电公司","成武工业园区供电所","永昌街道","110kV秋月站10kV0121新大街2线","程堤口社区四号","1000",0,"红色"]
[57,"成武县供电公司","成武工业园区供电所","永昌街道","110kV秋月站10kV0122老城街线","未来城二号","800",0,"红色"]
[58,"成武县供电公司","成武工业园区供电所","永昌街道","110kV秋月站10kV0109新大街1线","伯乐福居一号","630",0,"红色"]
[59,"成武县供电公司","成武工业园区供电所","永昌街道","110kV秋月站10kV0109新大街1线","伯乐福居五号","630",0,"红色"]
[60,"成武县供电公司","成武工业园区供电所","永昌街道","110kV秋月站10kV0109新大街1线","伯乐福居十一号","630",0,"红色"]
[61,"成武县供电公司","成武工业园区供电所","永昌街道","110kV秋月站10kV0121新大街2线","伯乐福居二号","630",0,"红色"]
[62,"成武县供电公司","成武工业园区供电所","永昌街道","110kV秋月站10kV0121新大街2线","伯乐福居六号","630",0,"红色"]
[63,"成武县供电公司","成武工业园区供电所","永昌街道","110kV秋月站10kV0122老城街线","凤凰金尊府六号","1250",0,"红色"]
[64,"成武县供电公司","成武工业园区供电所","永昌街道","110kV西洼站10kV0113城北2线","恒大御峰西一号变","1250",0,"红色"]
[65,"成武县供电公司","成武工业园区供电所","永昌街道","110kV秋月站10kV0122老城街线","凤凰金尊府四号","1250",0,"红色"]
[66,"成武县供电公司","成武工业园区供电所","永昌街道","110kV秋月站10kV0121新大街2线","伯乐福居八号","630",0,"红色"]
[67,"成武县供电公司","成武工业园区供电所","永昌街道","110kV秋月站10kV0122老城街线","中央悦府东一号","1250",0,"红色"]
[68,"成武县供电公司","成武工业园区供电所","永昌街道","110kV秋月站10kV0122老城街线","蓝水湾充电桩公变","630",0,"红色"]
[69,"成武县供电公司","成武工业园区供电所","永昌街道","110kV秋月站10kV0122老城街线","中国院子北区5号","630",0,"红色"]
[70,"成武县供电公司","成武工业园区供电所","永昌街道","110kV西洼站10kV0113城北2线","中国院子北区4号","630",0,"红色"]
[71,"成武县供电公司","成武工业园区供电所","永昌街道","110kV西洼站10kV0113城北2线","中国院子北区6号","630",0,"红色"]
[72,"成武县供电公司","成武工业园区供电所","永昌街道","0111城内线","110kV成武站10kV0111城内线东福小区公变","400",0,"红色"]
[73,"成武县供电公司","成武工业园区供电所","永昌街道","0109伯乐线","紫荆花园4","800",0,"红色"]
[74,"成武县供电公司","成武工业园区供电所","永昌街道","110kV秋月站10kV0121新大街2线","紫荆花园1号变","800",0,"红色"]
[75,"成武县供电公司","成武工业园区供电所","永昌街道","成武县公司110kV汉堤变电站10kV0115城东3线","110kV汉堤变电站10kV0115城东3线林业局1台架变","400",0,"红色"]
[76,"成武县供电公司","成武工业园区供电所","永昌街道","0111城内线","10kV0111城内线孙张庄200台架变","200",0,"红色"]
[77,"成武县供电公司","成武工业园区供电所","永昌街道","0111城内线","纪委家属院配电室","160",0,"红色"]
[78,"成武县供电公司","成武工业园区供电所","永昌街道","110kV西洼站10kV0113城北2线","文亭湖壹号秋月居2号变","1250",0,"红色"]
[79,"成武县供电公司","成武工业园区供电所","永昌街道","110kV西洼站10kV0113城北2线","文亭湖壹号秋月居1号变","1250",0,"红色"]
[80,"成武县供电公司","成武工业园区供电所","永昌街道","110kV西洼站10kV0113城北2线","文亭湖壹号秋月居8号变","1250",0,"红色"]
[81,"成武县供电公司","成武工业园区供电所","永昌街道","110kV秋月站10kV0122老城街线","万福城4号","1250",0,"红色"]
[82,"成武县供电公司","成武工业园区供电所","永昌街道","110kV秋月站10kV0122老城街线","35kV城郊站10kV012老城街线碧桂园南一号箱变","1250",0,"红色"]
[83,"成武县供电公司","成武工业园区供电所","永昌街道","110kV秋月站10kV0122老城街线","万福城2号","1250",0,"红色"]
[84,"成武县供电公司","成武工业园区供电所","永昌街道","110kV秋月站10kV0109新大街1线","10kV008新大街1线凤凰国际9号箱变","1000",0,"红色"]
[85,"成武县供电公司","成武工业园区供电所","永昌街道","110kV秋月站10kV0109新大街1线","伯乐时代广场2号","1250",0,"红色"]
[86,"成武县供电公司","成武工业园区供电所","永昌街道","110kV秋月站10kV0122老城街线","10kV012老城街线寓东名居南1号箱变","500",0,"红色"]
[87,"成武县供电公司","成武工业园区供电所","永昌街道","110kV秋月站10kV0109新大街1线","伯乐时代广场3号","1250",0,"红色"]
[88,"成武县供电公司","成武工业园区供电所","永昌街道","10kV0116城东4线","农科研家","200",0,"红色"]
[89,"成武县供电公司","成武工业园区供电所","永昌街道","0111城内线","10kV0111城内线聋哑学校家台架变","200",0,"红色"]
[90,"成武县供电公司","成武工业园区供电所","永昌街道","110kV秋月站10kV0122老城街线","10kV0122老城街线文亭湖壹号风岭居5号箱变","800",0,"红色"]
[91,"成武县供电公司","成武工业园区供电所","永昌街道","110kV秋月站10kV0109新大街1线","水利局片区东2号","1250",0,"红色"]
[92,"成武县供电公司","成武工业园区供电所","永昌街道","0111城内线","程堤口安置点200","200",0,"红色"]
[93,"成武县供电公司","成武工业园区供电所","永昌街道","110kV秋月站10kV0109新大街1线","10kV008新大街1线凤凰国际10号箱变","1250",0,"红色"]
[94,"成武县供电公司","成武工业园区供电所","永昌街道","110kV秋月站10kV0109新大街1线","35kV城郊站10kV008新大街1线壹号公馆二号变压器","1000",0,"红色"]
[95,"成武县供电公司","成武工业园区供电所","永昌街道","110kV郜鼎站10kV0106玖德2线","110kV郜鼎变电站10kV0106玖德2线黄庄社区一号变压器","400",0,"红色"]
[96,"成武县供电公司","成武工业园区供电所","永昌街道","110kV秋月站10kV0122老城街线","万福城3号","1250",0,"红色"]
[97,"成武县供电公司","成武工业园区供电所","永昌街道","110kV秋月站10kV0122老城街线","10kV0122老城街线文亭湖壹号风岭居3号箱变","800",0,"红色"]
[98,"成武县供电公司","成武工业园区供电所","永昌街道","110kV秋月站10kV0121新大街2线","山东省成武粮食储备库小区","200",0,"红色"]
[99,"成武县供电公司","成武工业园区供电所","永昌街道","10kV0109园区1线","谭庄北","200",0,"红色"]
[100,"成武县供电公司","成武工业园区供电所","永昌街道","110kV秋月站10kV0109新大街1线","10kV0109新大街1线南隅北2台架变","400",0,"红色"]
[101,"成武县供电公司","成武工业园区供电所","永昌街道","0111城内线","七里口小区三号箱变","800",0,"红色"]
[102,"成武县供电公司","成武工业园区供电所","永昌街道","110kV秋月站10kV0122老城街线","35kV城郊站10kV012老城街线碧桂园南三号箱变","1250",0,"红色"]
[103,"成武县供电公司","成武工业园区供电所","永昌街道","110kV秋月站10kV0109新大街1线","农业局公变","400",0,"红色"]
[104,"成武县供电公司","成武工业园区供电所","永昌街道","110kV秋月站10kV0121新大街2线","伯乐时代广场","1250",0,"红色"]
[105,"成武县供电公司","成武工业园区供电所","永昌街道","110kV秋月站10kV0122老城街线","文亭居6号","800",0,"红色"]
[106,"成武县供电公司","成武工业园区供电所","永昌街道","110kV秋月站10kV0109新大街1线","35kV城郊变电站10kV008新大街1线壹号公馆一号变压器","1000",0,"红色"]
[107,"成武县供电公司","成武工业园区供电所","永昌街道","10kV0121园区2线","顺驰苑1号公变","500",0,"红色"]
[108,"成武县供电公司","成武工业园区供电所","永昌街道","110kV秋月站10kV0109新大街1线","10kV008新大街1线凤凰国际7号箱变","1000",0,"红色"]
[109,"成武县供电公司","成武工业园区供电所","永昌街道","110kV秋月站10kV0122老城街线","文亭居2号","630",0,"红色"]
[110,"成武县供电公司","成武工业园区供电所","永昌街道","110kV西洼站10kV0113城北2线","文亭湖壹号秋月居4号变","1250",0,"红色"]
[111,"成武县供电公司","成武工业园区供电所","永昌街道","110kV秋月站10kV0122老城街线","聚龙湾北区#4变","500",0,"红色"]
[112,"成武县供电公司","成武工业园区供电所","永昌街道","110kV西洼站10kV0113城北2线","文亭湖壹号秋月居3号变","1250",0,"红色"]
[113,"成武县供电公司","成武工业园区供电所","永昌街道","110kV秋月站10kV0122老城街线","10kV0122老城街线文亭湖壹号风岭居7号箱变","800",0,"红色"]
[114,"成武县供电公司","成武工业园区供电所","永昌街道","110kV秋月站10kV0122老城街线","10kV0122老城街线文亭湖壹号风岭居4号箱变","800",0,"红色"]
[115,"成武县供电公司","成武工业园区供电所","永昌街道","110kV西洼站10kV0113城北2线","成武新宇物业服务有限公司风岭居","500",0,"红色"]
[116,"成武县供电公司","成武工业园区供电所","永昌街道","110kV郜鼎站10kV0105玖德1线","10kV0105玖德1线祝楼东台架变","200",0,"红色"]
[117,"成武县供电公司","成武工业园区供电所","永昌街道","110kV秋月站10kV0109新大街1线","10kV0109新大街1线南隅南2台架变","400",0,"红色"]
[118,"成武县供电公司","成武工业园区供电所","永昌街道","10kV0116城东4线","10kV0116城东4线第三教工家属院台架变","400",0,"红色"]
[119,"成武县供电公司","成武工业园区供电所","永昌街道","0111城内线","人事局家属院","400",0,"红色"]
[120,"成武县供电公司","成武工业园区供电所","永昌街道","0111城内线","恒福佳园配电室","400",0,"红色"]
[121,"成武县供电公司","成武工业园区供电所","永昌街道","0111城内线","10kV0111城内线程堤口东200台架变","200",0,"红色"]
[122,"成武县供电公司","成武工业园区供电所","永昌街道","10kV0116城东4线","10kV0116城东4线东张庄南一号排灌台架变","100",0,"红色"]
[123,"成武县供电公司","成武工业园区供电所","永昌街道","110kV秋月站10kV0122老城街线","35kV城郊站10kV老城街线凤凰国际北区西一号箱变","1000",0,"红色"]
[124,"成武县供电公司","成武工业园区供电所","永昌街道","0111城内线","二中二村配电室","200",0,"红色"]
[125,"成武县供电公司","成武工业园区供电所","永昌街道","0111城内线","二中一村配电室","250",0,"红色"]
[126,"成武县供电公司","成武工业园区供电所","永昌街道","110kV西洼站10kV0113城北2线","文亭壹号秋月居9号变","800",0,"红色"]
[127,"成武县供电公司","成武工业园区供电所","永昌街道","110kV秋月站10kV0122老城街线","仪凤新区2期1号变","800",0,"红色"]
[128,"成武县供电公司","成武工业园区供电所","永昌街道","110kV秋月站10kV0109新大街1线","水利局片区东3号","1000",0,"红色"]
[129,"成武县供电公司","成武工业园区供电所","永昌街道","0109伯乐线","紫荆花园6号变","1000",0,"红色"]
[130,"成武县供电公司","成武工业园区供电所","永昌街道","110kV西洼站10kV0113城北2线","35kV城郊站10kV012老城街线万福城北一号","315",0,"红色"]
[131,"成武县供电公司","成武工业园区供电所","永昌街道","0111城内线","七里口小区一号箱变","800",0,"红色"]
[132,"成武县供电公司","成武工业园区供电所","永昌街道","110kV郜鼎站10kV0106玖德2线","苟村集镇王庄村1号排灌变压器（2016年三批）","100",0,"红色"]
[133,"成武县供电公司","成武工业园区供电所","永昌街道","10kV0121园区2线","10kV0111城内线中医院家属楼箱变","500",0,"红色"]
[134,"成武县供电公司","成武工业园区供电所","永昌街道","110kV秋月站10kV0109新大街1线","10kV0109新大街1线南堤新台架变","200",0,"红色"]
[135,"成武县供电公司","成武工业园区供电所","永昌街道","110kV郜鼎站10kV0105玖德1线","苟村集镇祝楼村1号排灌变压器（2016年三批）","200",0,"红色"]
[136,"成武县供电公司","成武工业园区供电所","永昌街道","10kV0116城东4线","10kV0116城东4线东张庄东","200",0,"红色"]
[137,"成武县供电公司","成武工业园区供电所","永昌街道","110kV秋月站10kV0122老城街线","10kV012老城街线仪凤新区2号315箱变","315",0,"红色"]
[138,"成武县供电公司","成武工业园区供电所","永昌街道","10kV0116城东4线","名仕华庭配电室","630",0,"红色"]
[139,"成武县供电公司","成武工业园区供电所","永昌街道","10kV0116城东4线","10kV0116城东4线景润园小区","315",0,"红色"]
[140,"成武县供电公司","成武工业园区供电所","永昌街道","110kV秋月站10kV0109新大街1线","城关镇家配电室","100",0,"红色"]
[141,"成武县供电公司","成武工业园区供电所","永昌街道","0111城内线","10kV0111城内线孙张庄2号西315台架变","315",0,"红色"]
[142,"成武县供电公司","成武工业园区供电所","永昌街道","0111城内线","10kV0111城内线卫生局家属院台架变","80",0,"红色"]
[143,"成武县供电公司","成武工业园区供电所","永昌街道","10kV0112吕台西线","前黄庄东","200",0,"红色"]
[144,"成武县供电公司","成武工业园区供电所","永昌街道","0111城内线","10kV0111城内线良种家台架变","200",0,"红色"]
[145,"成武县供电公司","成武工业园区供电所","永昌街道","110kV秋月站10kV0109新大街1线","检察院西家配电室","200",0,"红色"]
[146,"成武县供电公司","成武工业园区供电所","永昌街道","110kV秋月站10kV0109新大街1线","南堤社区9号公变","1000",0,"红色"]
[147,"成武县供电公司","成武工业园区供电所","永昌街道","110kV秋月站10kV0109新大街1线","国税局西南公变","160",0,"红色"]
[148,"成武县供电公司","成武工业园区供电所","永昌街道","110kV秋月站10kV0109新大街1线","10kV0109新大街1线南隅北7号400变","400",0,"红色"]
[149,"成武县供电公司","成武工业园区供电所","永昌街道","成武县公司110kV汉堤变电站10kV0115城东3线","110kV汉堤变电站10kV0115城东3线李坑南台架变","200",0,"红色"]
[150,"成武县供电公司","成武工业园区供电所","永昌街道","0111城内线","10kV0111城内线湾里金鑫巷新台架变","200",0,"红色"]
[151,"成武县供电公司","成武工业园区供电所","永昌街道","110kV秋月站10kV0122老城街线","35kV城郊站10kV老城街线凤凰国际北区东三号箱变","1000",0,"红色"]
[152,"成武县供电公司","成武工业园区供电所","永昌街道","110kV秋月站10kV0122老城街线","35kV城郊站10kV老城街线凤凰国际北区东一号箱变","1250",0,"红色"]
[153,"成武县供电公司","成武工业园区供电所","永昌街道","110kV秋月站10kV0122老城街线","35kV城郊站10kV老城街线凤凰国际北区西三号箱变","1000",0,"红色"]
[154,"成武县供电公司","成武工业园区供电所","永昌街道","110kV郜鼎站10kV0105玖德1线","祝庄2新","200",0,"红色"]
[155,"成武县供电公司","成武工业园区供电所","永昌街道","110kV郜鼎站10kV0105玖德1线","祝楼西","400",0,"红色"]
[156,"成武县供电公司","成武工业园区供电所","永昌街道","110kV秋月站10kV0121新大街2线","韩庄","400",0,"红色"]
[157,"成武县供电公司","成武工业园区供电所","永昌街道","0111城内线","苗庄4号配电室","200",0,"红色"]
[158,"成武县供电公司","成武工业园区供电所","永昌街道","110kV郜鼎站10kV0108古井2线","大刘楼东","200",0,"红色"]
[159,"成武县供电公司","成武工业园区供电所","永昌街道","10kV0109园区1线","谭庄","200",0,"红色"]
[160,"成武县供电公司","成武工业园区供电所","永昌街道","110kV秋月站10kV0109新大街1线","10kV0109新大街1线南隅南台架变","400",0,"红色"]
[161,"成武县供电公司","成武工业园区供电所","永昌街道","110kV秋月站10kV0121新大街2线","紫荆花园2号","500",0,"红色"]
[162,"成武县供电公司","成武工业园区供电所","永昌街道","0109伯乐线","紫荆花园3","1000",0,"红色"]
[163,"成武县供电公司","成武工业园区供电所","永昌街道","110kV郜鼎站10kV0106玖德2线","祝楼3","400",0,"红色"]
[164,"成武县供电公司","成武工业园区供电所","永昌街道","10kV0117小工业线","刘庄村","315",0,"红色"]
[165,"成武县供电公司","成武工业园区供电所","永昌街道","10kV0109园区1线","后常桥","400",0,"红色"]
[166,"成武县供电公司","成武工业园区供电所","永昌街道","0109伯乐线","紫荆花园7号变","1000",0,"红色"]
[167,"成武县供电公司","成武工业园区供电所","永昌街道","110kV秋月站10kV0121新大街2线","10kV0121新大街2线肉联厂家属院400台架变","500",0,"红色"]
[168,"成武县供电公司","成武工业园区供电所","永昌街道","110kV秋月站10kV0121新大街2线","种子公司家","160",0,"红色"]
[169,"成武县供电公司","成武工业园区供电所","永昌街道","10kV0109园区1线","七里口小区四号箱变","800",0,"红色"]
[170,"成武县供电公司","成武工业园区供电所","永昌街道","110kV郜鼎站10kV0106玖德2线","110kV郜鼎变电站10kV0106玖德2线黄庄社区五号变压器","400",0,"红色"]
[171,"成武县供电公司","成武工业园区供电所","永昌街道","110kV郜鼎站10kV0106玖德2线","110kV郜鼎变电站10kV0106玖德2线黄庄社区四号变压器","630",0,"红色"]
[172,"成武县供电公司","成武工业园区供电所","永昌街道","110kV秋月站10kV0109新大街1线","35kV城郊变电站10kV008新大街1线壹号公馆南1","630",0,"红色"]
[173,"成武县供电公司","成武工业园区供电所","永昌街道","10kV0121园区2线","常桥北","400",0,"红色"]
[174,"成武县供电公司","成武工业园区供电所","永昌街道","0113富达线","后黄村配电室","200",0,"红色"]
[175,"成武县供电公司","成武工业园区供电所","永昌街道","110kV秋月站10kV0109新大街1线","10kV0109新大街1线物资小区","400",0,"红色"]
[176,"成武县供电公司","成武工业园区供电所","永昌街道","0111城内线","苗庄西","200",0,"红色"]
[177,"成武县供电公司","成武工业园区供电所","永昌街道","110kV郜鼎站10kV0106玖德2线","祝楼2村配电室","200",0,"红色"]
[178,"成武县供电公司","成武工业园区供电所","永昌街道","110kV郜鼎站10kV0108古井2线","110kV郜鼎站10kV0108古井2线大刘楼台架变","200",0,"红色"]
[179,"成武县供电公司","成武工业园区供电所","永昌街道","110kV秋月站10kV0109新大街1线","人大家属院配电室","200",0,"红色"]
[180,"成武县供电公司","成武工业园区供电所","永昌街道","成武县公司110kV汉堤变电站10kV0115城东3线","110kV汉堤变电站10kV0115城东3线常桥西400台架变","400",0,"红色"]
[181,"成武县供电公司","成武工业园区供电所","永昌街道","成武县公司110kV汉堤变电站10kV0115城东3线","110kV汉堤变电站10kV0115城东3线常桥中新200台架变","200",0,"红色"]
[182,"成武县供电公司","成武工业园区供电所","永昌街道","0109伯乐线","紫荆花园5号变","500",0,"红色"]
[183,"成武县供电公司","成武工业园区供电所","永昌街道","成武县公司110kV汉堤变电站10kV0115城东3线","110kV汉堤变电站10kV0115城东3线李坑","315",0,"红色"]
[184,"成武县供电公司","成武工业园区供电所","永昌街道","110kV秋月站10kV0121新大街2线","10kV0121新大街2线韩庄3台架变","400",0,"红色"]
[185,"成武县供电公司","成武工业园区供电所","永昌街道","110kV秋月站10kV0109新大街1线","10kV008新大街1线南堤社区7号箱变","1000",0,"红色"]
[186,"成武县供电公司","成武工业园区供电所","永昌街道","110kV秋月站10kV0109新大街1线","10kV008新大街1线南堤社区5号箱变","1000",0,"红色"]
[187,"成武县供电公司","成武工业园区供电所","永昌街道","0111城内线","程堤口教职工宿舍公变","100",0,"红色"]
[188,"成武县供电公司","成武工业园区供电所","永昌街道","0111城内线","东昌花园小区","400",0,"红色"]
[189,"成武县供电公司","成武工业园区供电所","永昌街道","10kV0109园区1线","七里口小区二号箱变","800",0,"红色"]
[190,"成武县供电公司","成武工业园区供电所","永昌街道","110kV秋月站10kV0122老城街线","文亭居5号","1000",0,"红色"]
[191,"成武县供电公司","成武工业园区供电所","永昌街道","110kV郜鼎站10kV0106玖德2线","110kV郜鼎变电站10kV0106玖德2线黄庄社区七号变压器","630",0,"红色"]
[192,"成武县供电公司","成武工业园区供电所","永昌街道","110kV郜鼎站10kV0106玖德2线","110kV郜鼎变电站10kV0106玖德2线黄庄社区三号变压器","630",0,"红色"]
[193,"成武县供电公司","成武工业园区供电所","永昌街道","110kV秋月站10kV0109新大街1线","凤凰国际4号","800",0,"红色"]
[194,"成武县供电公司","成武工业园区供电所","永昌街道","110kV郜鼎站10kV0106玖德2线","祝楼4","200",0,"红色"]
[195,"成武县供电公司","成武工业园区供电所","永昌街道","110kV秋月站10kV0122老城街线","35kV城郊站10kV012老城街线文亭居3号箱变","1000",0,"红色"]
[196,"成武县供电公司","成武工业园区供电所","永昌街道","110kV秋月站10kV0122老城街线","聚龙湾北区#5变","500",0,"红色"]
[197,"成武县供电公司","成武工业园区供电所","永昌街道","110kV郜鼎站10kV0106玖德2线","110kV郜鼎变电站10kV0106玖德2线黄庄社区二号变压器","400",0,"红色"]
[198,"成武县供电公司","成武工业园区供电所","永昌街道","110kV郜鼎站10kV0105玖德1线","110kV郜鼎站10kV0105玖德1线祝庄三号台架变","200",0,"红色"]
[199,"成武县供电公司","成武工业园区供电所","永昌街道","110kV秋月站10kV0109新大街1线","10kV008新大街1线凤凰国际8号箱变","1000",0,"红色"]
[200,"成武县供电公司","成武工业园区供电所","永昌街道","110kV郜鼎站10kV0106玖德2线","110kV郜鼎变电站10kV0106玖德2线黄庄社区六号变压器","400",0,"红色"]
[201,"成武县供电公司","成武工业园区供电所","永昌街道","110kV西洼站10kV0113城北2线","文亭居7号","500",0,"红色"]
[202,"成武县供电公司","成武工业园区供电所","永昌街道","110kV郜鼎站10kV0105玖德1线","祝楼","400",0,"红色"]
[203,"成武县供电公司","成武工业园区供电所","永昌街道","110kV秋月站10kV0121新大街2线","10kV0121新大街2线韩庄2台架变","400",0,"红色"]
[204,"成武县供电公司","成武工业园区供电所","永昌街道","110kV秋月站10kV0122老城街线","仪凤新区一号","800",0,"红色"]
[205,"成武县供电公司","成武工业园区供电所","永昌街道","10kV0116城东4线","10kV0116城东4线东张庄北台架变","200",0,"红色"]
[206,"成武县供电公司","成武工业园区供电所","永昌街道","110kV秋月站10kV0109新大街1线","10kV0109新大街1线南隅北6号200变","400",0,"红色"]
[207,"成武县供电公司","成武工业园区供电所","永昌街道","110kV郜鼎站10kV0106玖德2线","王庄西新","200",0,"红色"]
[208,"成武县供电公司","成武工业园区供电所","永昌街道","0111城内线","公路家南配电室","200",0,"红色"]
[209,"成武县供电公司","成武工业园区供电所","永昌街道","110kV秋月站10kV0109新大街1线","10kV0109新大街1线南隅南#3台架变","400",0,"红色"]
[210,"成武县供电公司","成武工业园区供电所","永昌街道","10kV0116城东4线","10kV0116城东4线东张庄中","200",0,"红色"]
[211,"成武县供电公司","成武工业园区供电所","永昌街道","110kV郜鼎站10kV0108古井2线","大刘楼南","200",0,"红色"]
[212,"成武县供电公司","成武工业园区供电所","永昌街道","110kV秋月站10kV0121新大街2线","徐小楼北","315",0,"红色"]
[213,"成武县供电公司","成武工业园区供电所","永昌街道","110kV郜鼎站10kV0107古井1线","盛大寨新","400",0,"红色"]
[214,"成武县供电公司","成武工业园区供电所","永昌街道","110kV郜鼎站10kV0105玖德1线","祝庄","200",0,"红色"]
[215,"成武县供电公司","成武工业园区供电所","永昌街道","10kV0116城东4线","东张庄南","400",0,"红色"]
[216,"成武县供电公司","成武工业园区供电所","永昌街道","10kV0109园区1线","后常桥东","400",0,"红色"]
[217,"成武县供电公司","成武工业园区供电所","永昌街道","10kV0117小工业线","东王庄80变","400",0,"红色"]
[218,"成武县供电公司","成武工业园区供电所","永昌街道","110kV秋月站10kV0122老城街线","35kV城郊站10kV012老城街线万福城北二号","315",0,"红色"]
[219,"成武县供电公司","成武工业园区供电所","永昌街道","110kV西洼站10kV0113城北2线","文亭湖壹号秋月居6号变","1250",0,"红色"]
[220,"成武县供电公司","成武工业园区供电所","永昌街道","110kV秋月站10kV0122老城街线","成武新宇物业服务有限公司秋月居","800",0,"红色"]
[221,"成武县供电公司","成武工业园区供电所","永昌街道","110kV秋月站10kV0122老城街线","聚龙湾北区#2变","1000",0,"红色"]
[222,"成武县供电公司","成武工业园区供电所","永昌街道","110kV秋月站10kV0109新大街1线","10kV008新大街1线凤凰国际5号箱变","800",0,"红色"]
[223,"成武县供电公司","成武工业园区供电所","永昌街道","110kV秋月站10kV0109新大街1线","10kV008新大街1线凤凰国际6号箱变","1250",0,"红色"]
[224,"成武县供电公司","成武工业园区供电所","永昌街道","110kV秋月站10kV0122老城街线","10kV0122老城街线文亭湖壹号风岭居2号箱变","800",0,"红色"]
[225,"成武县供电公司","成武工业园区供电所","永昌街道","110kV西洼站10kV0113城北2线","35kV周店站10KV0106古城线碧桂园南二号箱变","500",0,"红色"]
[226,"成武县供电公司","成武工业园区供电所","永昌街道","110kV秋月站10kV0122老城街线","万福城1号","1250",0,"红色"]
[227,"成武县供电公司","成武工业园区供电所","永昌街道","110kV秋月站10kV0109新大街1线","凤凰国际二号1000变","1000",0,"红色"]
[228,"成武县供电公司","成武工业园区供电所","永昌街道","10kV0112吕台西线","顺驰苑2号公变","500",0,"红色"]
[229,"成武县供电公司","成武工业园区供电所","永昌街道","110kV秋月站10kV0109新大街1线","水利局片区东1号","800",0,"红色"]
[230,"成武县供电公司","成武工业园区供电所","永昌街道","110kV秋月站10kV0122老城街线","35kV城郊站10kV012老城街线文亭居4号箱变","630",0,"红色"]
[231,"成武县供电公司","成武工业园区供电所","永昌街道","110kV秋月站10kV0122老城街线","文亭居1号","1000",0,"红色"]
[232,"成武县供电公司","成武工业园区供电所","永昌街道","10kV0117小工业线","10kV0117小工业线刘庄2号","200",0,"红色"]
[233,"成武县供电公司","成武工业园区供电所","永昌街道","110kV秋月站10kV0109新大街1线","凤凰国际3号","800",0,"红色"]
[234,"成武县供电公司","成武工业园区供电所","永昌街道","110kV秋月站10kV0109新大街1线","水利局片区西2号","800",0,"红色"]
[235,"成武县供电公司","成武工业园区供电所","永昌街道","110kV秋月站10kV0109新大街1线","凤凰国际一号1250变","1250",0,"红色"]
[236,"成武县供电公司","成武工业园区供电所","永昌街道","110kV西洼站10kV0113城北2线","35kV周店站10KV0106古城线碧桂园南四号箱变","1250",0,"红色"]
[237,"成武县供电公司","成武工业园区供电所","永昌街道","110kV秋月站10kV0122老城街线","10kV0122老城街线文亭湖壹号风岭居1号箱变","800",0,"红色"]
[238,"成武县供电公司","成武工业园区供电所","永昌街道","110kV西洼站10kV0113城北2线","文亭湖壹号秋月居5号变","800",0,"红色"]
[239,"成武县供电公司","成武工业园区供电所","永昌街道","110kV秋月站10kV0122老城街线","水岸雅居东一号变","1250",0,"红色"]
[240,"成武县供电公司","成武工业园区供电所","永昌街道","110kV秋月站10kV0122老城街线","翰林院3号变","1250",0,"红色"]
[241,"成武县供电公司","成武工业园区供电所","永昌街道","110kV秋月站10kV0122老城街线","水岸雅居东三号变","1250",0,"红色"]
[242,"成武县供电公司","成武工业园区供电所","永昌街道","110kV西洼站10kV0106城北1线","珑璟湾T十二号","1250",0,"红色"]
[243,"成武县供电公司","成武工业园区供电所","永昌街道","110kV秋月站10kV0122老城街线","东城云玺六号","800",0,"红色"]
[244,"成武县供电公司","成武工业园区供电所","永昌街道","110kV秋月站10kV0122老城街线","中央悦府南三号","1250",0,"红色"]
[245,"成武县供电公司","成武工业园区供电所","永昌街道","110kV秋月站10kV0122老城街线","10kV0122老城街线顺和家园台架变","400",0,"红色"]
[246,"成武县供电公司","成武工业园区供电所","永昌街道","0111城内线","35kV周店站10kV0111城内线孙张庄南台架变","200",0,"红色"]
[247,"成武县供电公司","成武工业园区供电所","永昌街道","110kV秋月站10kV0122老城街线","中国院子别墅区","630",0,"红色"]
[248,"成武县供电公司","成武工业园区供电所","永昌街道","10kV0116城东4线","田庄社区二号变","800",0,"红色"]
[249,"成武县供电公司","成武工业园区供电所","永昌街道","10kV0116城东4线","田庄社区四号变","630",0,"红色"]
[250,"成武县供电公司","成武工业园区供电所","永昌街道","10kV0116城东4线","田庄社区六号变","630",0,"红色"]
[251,"成武县供电公司","成武工业园区供电所","永昌街道","110kV秋月站10kV0122老城街线","东城云玺十号","800",0,"红色"]
[252,"成武县供电公司","成武工业园区供电所","永昌街道","成武县公司110kV汉堤变电站10kV0115城东3线","田庄社区九号变","630",0,"红色"]
[253,"成武县供电公司","成武工业园区供电所","永昌街道","110kV秋月站10kV0122老城街线","王林社区二号箱变","1250",0,"红色"]
[254,"成武县供电公司","成武工业园区供电所","永昌街道","110kV秋月站10kV0122老城街线","水岸雅居1号","1600",0,"红色"]
[255,"成武县供电公司","成武工业园区供电所","永昌街道","110kV西洼站10kV0113城北2线","水岸雅居东二号","1250",0,"红色"]
[256,"成武县供电公司","成武工业园区供电所","永昌街道","110kV秋月站10kV0122老城街线","东城云玺十六号","630",0,"红色"]
[257,"成武县供电公司","成武工业园区供电所","永昌街道","110kV西洼站10kV0113城北2线","翰林院6号变","800",0,"红色"]
[258,"成武县供电公司","成武工业园区供电所","永昌街道","110kV西洼站10kV0113城北2线","东城云玺一号","630",0,"红色"]
[259,"成武县供电公司","成武工业园区供电所","永昌街道","110kV西洼站10kV0106城北1线","珑璟湾T二十二号","1250",0,"红色"]
[260,"成武县供电公司","成武工业园区供电所","永昌街道","110kV秋月站10kV0122老城街线","学府景苑一号西","800",0,"红色"]
[261,"成武县供电公司","成武工业园区供电所","永昌街道","110kV西洼站10kV0113城北2线","东城云玺七号","630",0,"红色"]
[262,"成武县供电公司","成武工业园区供电所","永昌街道","110kV秋月站10kV0122老城街线","中央悦府北六号","1250",0,"红色"]
[263,"成武县供电公司","成武工业园区供电所","永昌街道","110kV秋月站10kV0122老城街线","东城云玺四号","800",0,"红色"]
[264,"成武县供电公司","成武工业园区供电所","永昌街道","110kV西洼站10kV0113城北2线","翰林院四号变","800",0,"红色"]
[265,"成武县供电公司","成武工业园区供电所","永昌街道","110kV秋月站10kV0122老城街线","珑璟湾T十三号东箱变","1250",0,"红色"]
[266,"成武县供电公司","成武工业园区供电所","永昌街道","110kV秋月站10kV0122老城街线","郜城水街六号变","630",0,"红色"]
[267,"成武县供电公司","成武工业园区供电所","永昌街道","110kV秋月站10kV0122老城街线","清华园三号","630",0,"红色"]
[268,"成武县供电公司","成武工业园区供电所","永昌街道","110kV秋月站10kV0122老城街线","莲池社区南区4号","1250",0,"红色"]
[269,"成武县供电公司","成武工业园区供电所","永昌街道","110kV秋月站10kV0122老城街线","郜城水街二号变","630",0,"红色"]
[270,"成武县供电公司","成武工业园区供电所","永昌街道","110kV秋月站10kV0122老城街线","郜城水街三号变","400",0,"红色"]
[271,"成武县供电公司","成武工业园区供电所","永昌街道","110kV西洼站10kV0113城北2线","东城云玺三号","800",0,"红色"]
[272,"成武县供电公司","成武工业园区供电所","永昌街道","110kV西洼站10kV0113城北2线","东城云玺五号","800",0,"红色"]
[273,"成武县供电公司","成武工业园区供电所","永昌街道","110kV秋月站10kV0122老城街线","东城云玺十四号","630",0,"红色"]
[274,"成武县供电公司","成武工业园区供电所","永昌街道","110kV西洼站10kV0113城北2线","东城云玺十五号","630",0,"红色"]
[275,"成武县供电公司","成武工业园区供电所","永昌街道","110kV西洼站10kV0113城北2线","东城云玺十一号","800",0,"红色"]
[276,"成武县供电公司","成武工业园区供电所","永昌街道","110kV西洼站10kV0113城北2线","东城云玺九号","800",0,"红色"]
[277,"成武县供电公司","成武工业园区供电所","永昌街道","110kV秋月站10kV0122老城街线","东城云玺八号","630",0,"红色"]
[278,"成武县供电公司","成武工业园区供电所","永昌街道","110kV秋月站10kV0122老城街线","东城云玺二号","630",0,"红色"]
[279,"成武县供电公司","成武工业园区供电所","永昌街道","110kV秋月站10kV0110县委街线","翡翠城一号新","1250",0,"红色"]
[280,"成武县供电公司","成武工业园区供电所","永昌街道","110kV秋月站10kV0122老城街线","清华园六号","630",0,"红色"]
[281,"成武县供电公司","成武工业园区供电所","永昌街道","110kV秋月站10kV0122老城街线","莲池社区北区西","800",0,"红色"]
[282,"成武县供电公司","成武工业园区供电所","永昌街道","110kV秋月站10kV0122老城街线","王林社区六号箱变","1250",0,"红色"]
[283,"成武县供电公司","成武工业园区供电所","永昌街道","110kV西洼站10kV0113城北2线","东城云玺十三号","630",0,"红色"]
[284,"成武县供电公司","成武工业园区供电所","永昌街道","110kV西洼站10kV0113城北2线","未来城13号","1250",0,"红色"]
[285,"成武县供电公司","成武工业园区供电所","永昌街道","110kV秋月站10kV0122老城街线","珑璟湾T二一号西箱变","1250",0,"红色"]
[286,"成武县供电公司","成武工业园区供电所","永昌街道","10kV0116城东4线","田庄社区八号变","800",0,"红色"]
[287,"成武县供电公司","成武工业园区供电所","永昌街道","成武县公司110kV汉堤变电站10kV0115城东3线","田庄社区五号变","630",0,"红色"]
[288,"成武县供电公司","成武工业园区供电所","永昌街道","110kV西洼站10kV0113城北2线","未来城12号","1250",0,"红色"]
[289,"成武县供电公司","成武工业园区供电所","永昌街道","110kV秋月站10kV0122老城街线","郜城水街八号变","630",0,"红色"]
[290,"成武县供电公司","成武工业园区供电所","永昌街道","110kV秋月站10kV0122老城街线","郜城水街九号变","500",0,"红色"]
[291,"成武县供电公司","成武工业园区供电所","永昌街道","110kV秋月站10kV0122老城街线","郜城水街七号变","500",0,"红色"]
[292,"成武县供电公司","成武工业园区供电所","永昌街道","110kV秋月站10kV0122老城街线","郜城水街五号变","630",0,"红色"]
[293,"成武县供电公司","成武工业园区供电所","永昌街道","110kV秋月站10kV0122老城街线","郜城水街一号变","630",0,"红色"]
[294,"成武县供电公司","成武工业园区供电所","永昌街道","110kV西洼站10kV0113城北2线","清华园四号","630",0,"红色"]
[295,"成武县供电公司","成武工业园区供电所","永昌街道","110kV秋月站10kV0122老城街线","清华园五号","630",0,"红色"]
[296,"成武县供电公司","成武工业园区供电所","永昌街道","110kV秋月站10kV0122老城街线","莲池社区南区2号","1250",0,"红色"]
[297,"成武县供电公司","成武工业园区供电所","永昌街道","110kV秋月站10kV0122老城街线","郜城水街四号变","630",0,"红色"]
[298,"成武县供电公司","成武工业园区供电所","永昌街道","110kV秋月站10kV0122老城街线","翰林院5号变","800",0,"红色"]
[299,"成武县供电公司","成武工业园区供电所","永昌街道","成武县公司110kV汉堤变电站10kV0115城东3线","田庄社区三号变","630",0,"红色"]
[300,"成武县供电公司","成武工业园区供电所","永昌街道","成武县公司110kV汉堤变电站10kV0115城东3线","王林社区四号箱变","1250",0,"红色"]
[301,"成武县供电公司","成武工业园区供电所","永昌街道","110kV秋月站10kV0122老城街线","莲池社区北区北","800",0,"红色"]
[302,"成武县供电公司","成武工业园区供电所","永昌街道","110kV秋月站10kV0122老城街线","东城云玺十二号","800",0,"红色"]
[303,"成武县供电公司","成武工业园区供电所","永昌街道","110kV秋月站10kV0122老城街线","王林社区一号箱变","1250",0,"红色"]
[304,"成武县供电公司","成武工业园区供电所","永昌街道","成武县公司110kV汉堤变电站10kV0115城东3线","田庄社区一号变","800",0,"红色"]
[305,"成武县供电公司","成武工业园区供电所","永昌街道","10kV0116城东4线","田庄社区十号变","630",0,"红色"]
[306,"成武县供电公司","成武工业园区供电所","永昌街道","成武县公司110kV汉堤变电站10kV0115城东3线","田庄社区七号变","630",0,"红色"]
[307,"成武县供电公司","成武工业园区供电所","永昌街道","110kV西洼站10kV0113城北2线","清华园二号","630",0,"红色"]
[308,"成武县供电公司","成武工业园区供电所","永昌街道","110kV西洼站10kV0113城北2线","清华园一号","630",0,"红色"]
[309,"成武县供电公司","成武工业园区供电所","永昌街道","成武县公司110kV汉堤变电站10kV0115城东3线","王林社区五号箱变","1250",0,"红色"]
[310,"成武县供电公司","成武工业园区供电所","永昌街道","成武县公司110kV汉堤变电站10kV0115城东3线","王林社区三号箱变","1250",0,"红色"]
[311,"成武县供电公司","成武工业园区供电所","永昌街道","成武县公司110kV汉堤变电站10kV0115城东3线","王林社区七号箱变","1250",0,"红色"]
[312,"成武县供电公司","成武工业园区供电所","永昌街道","0111城内线","10kV0111城内线公路北家","400",0,"红色"]
[313,"成武县供电公司","成武工业园区供电所","永昌街道","110kV郜鼎站10kV0106玖德2线","黄庄社区北区2号变","400",0,"红色"]
[314,"成武县供电公司","成武工业园区供电所","永昌街道","110kV郜鼎站10kV0106玖德2线","黄庄社区北区4号变","400",0,"红色"]
[315,"成武县供电公司","成武工业园区供电所","永昌街道","110kV秋月站10kV0122老城街线","中国院子南区四号","1250",0,"红色"]
[316,"成武县供电公司","成武工业园区供电所","永昌街道","110kV秋月站10kV0122老城街线","中国院子别墅区2号","630",0,"红色"]
[317,"成武县供电公司","成武工业园区供电所","永昌街道","110kV西洼站10kV0113城北2线","中国院子南区三号","1250",0,"红色"]
[318,"成武县供电公司","成武工业园区供电所","永昌街道","110kV西洼站10kV0113城北2线","石化小区五号","400",0,"红色"]
[319,"成武县供电公司","成武工业园区供电所","永昌街道","110kV西洼站10kV0113城北2线","石化小区一号","400",0,"红色"]
[320,"成武县供电公司","成武工业园区供电所","永昌街道","110kV西洼站10kV0113城北2线","石化小区七号","400",0,"红色"]
[321,"成武县供电公司","成武工业园区供电所","永昌街道","110kV西洼站10kV0113城北2线","石化小区三号","400",0,"红色"]
[322,"成武县供电公司","成武工业园区供电所","永昌街道","成武县公司110kV汉堤变电站10kV0115城东3线","乐城府小区四号","1000",0,"红色"]
[323,"成武县供电公司","成武工业园区供电所","永昌街道","成武县公司110kV汉堤变电站10kV0115城东3线","乐城府小区二号","800",0,"红色"]
[324,"成武县供电公司","成武工业园区供电所","永昌街道","110kV秋月站10kV0122老城街线","乐城府小区一号","800",0,"红色"]
[325,"成武县供电公司","成武工业园区供电所","永昌街道","110kV秋月站10kV0122老城街线","乐城府小区三号","1000",0,"红色"]
[326,"成武县供电公司","成武工业园区供电所","永昌街道","110kV秋月站10kV0109新大街1线","10kV0109新大街1线南隅北400台架变","400",0,"红色"]
[327,"成武县供电公司","成武工业园区供电所","永昌街道","110kV西洼站10kV0113城北2线","烟庄新村三号","400",0,"红色"]
[328,"成武县供电公司","成武工业园区供电所","永昌街道","110kV秋月站10kV0122老城街线","烟庄新村四号","400",0,"红色"]
[329,"成武县供电公司","成武工业园区供电所","永昌街道","110kV秋月站10kV0122老城街线","中国院子南区二号","1250",0,"红色"]
[330,"成武县供电公司","成武工业园区供电所","永昌街道","110kV西洼站10kV0113城北2线","中国院子南区一号","1250",0,"红色"]
[331,"成武县供电公司","成武工业园区供电所","永昌街道","110kV西洼站10kV0113城北2线","烟庄新村五号","400",0,"红色"]
[332,"成武县供电公司","成武工业园区供电所","永昌街道","110kV秋月站10kV0122老城街线","烟庄新村六号","400",0,"红色"]
[333,"成武县供电公司","成武工业园区供电所","永昌街道","成武县公司110kV汉堤变电站10kV0115城东3线","王林社区八号","400",0,"红色"]
[334,"成武县供电公司","成武工业园区供电所","永昌街道","110kV秋月站10kV0122老城街线","未来城一号","630",0,"红色"]
[335,"成武县供电公司","成武工业园区供电所","永昌街道","110kV秋月站10kV0122老城街线","中国院子北区1号","1250",0,"红色"]
[336,"成武县供电公司","成武工业园区供电所","永昌街道","110kV西洼站10kV0113城北2线","中国院子北区2号","1250",0,"红色"]
[337,"成武县供电公司","成武工业园区供电所","永昌街道","10kV0112吕台西线","黄庄社区北区3号变","400",0,"红色"]
[338,"成武县供电公司","成武工业园区供电所","永昌街道","110kV秋月站10kV0122老城街线","石化小区六号","400",0,"红色"]
[339,"成武县供电公司","成武工业园区供电所","永昌街道","110kV秋月站10kV0110县委街线","翡翠城八号箱变箱式变1号配变","1250",0,"红色"]
[340,"成武县供电公司","成武工业园区供电所","永昌街道","110kV秋月站10kV0110县委街线","翡翠城六号箱变箱式变1号配变","1250",0,"红色"]
[341,"成武县供电公司","成武工业园区供电所","永昌街道","110kV秋月站10kV0122老城街线","石化小区二号","400",0,"红色"]
[342,"成武县供电公司","成武工业园区供电所","永昌街道","110kV秋月站10kV0122老城街线","石化小区四号","400",0,"红色"]
[343,"成武县供电公司","成武工业园区供电所","永昌街道","110kV秋月站10kV0122老城街线","石化小区八号","400",0,"红色"]
[344,"成武县供电公司","成武工业园区供电所","永昌街道","110kV秋月站10kV0122老城街线","烟庄新村二号","400",0,"红色"]
[345,"成武县供电公司","成武工业园区供电所","永昌街道","10kV0112吕台西线","黄庄社区北区1号变","630",0,"红色"]
[346,"成武县供电公司","成武工业园区供电所","永昌街道","110kV西洼站10kV0113城北2线","烟庄新村1号","400",0,"红色"]
[347,"成武县供电公司","成武工业园区供电所","永昌街道","110kV秋月站10kV0110县委街线","翡翠城十号箱式变1号配变","1000",0,"红色"]
[348,"成武县供电公司","成武工业园区供电所","永昌街道","110kV秋月站10kV0122老城街线","中国院子北区3号","630",0,"红色"]
[349,"成武县供电公司","成武工业园区供电所","永昌街道","110kV秋月站10kV0122老城街线","35kV城郊站10kV012老城街线城盛豪庭2号变","1250",0,"红色"]
[350,"成武县供电公司","成武工业园区供电所","永昌街道","110kV秋月站10kV0122老城街线","城盛豪庭4配电室1号配变","1250",0,"红色"]
[351,"成武县供电公司","成武工业园区供电所","永昌街道","110kV秋月站10kV0122老城街线","35kV城郊站10kV012老城街线城盛豪庭3号变","1250",0,"红色"]
[352,"成武县供电公司","成武工业园区供电所","永昌街道","110kV秋月站10kV0122老城街线","35kV城郊站10kV012老城街线城盛豪庭1号变","1250",0,"红色"]
[353,"成武县供电公司","成武工业园区供电所","永昌街道","110kV秋月站10kV0121新大街2线","10kV0121新大街2线韩庄4号","400",0,"红色"]
[354,"成武县供电公司","成武工业园区供电所","永昌街道","110kV秋月站10kV0109新大街1线","10kV0109新大街1线农业局公变2号","400",0,"红色"]
[355,"成武县供电公司","成武工业园区供电所","永昌街道","110kV西洼站10kV0113城北2线","碧桂园北4号配电室1号配变","1250",0,"红色"]
[356,"成武县供电公司","成武工业园区供电所","永昌街道","110kV秋月站10kV0122老城街线","翰林院1号","1000",0,"红色"]
[357,"成武县供电公司","成武工业园区供电所","永昌街道","110kV秋月站10kV0122老城街线","翰林院7号","1000",0,"红色"]
[358,"成武县供电公司","成武工业园区供电所","永昌街道","110kV西洼站10kV0113城北2线","翰林院8号","1000",0,"红色"]
[359,"成武县供电公司","成武工业园区供电所","永昌街道","110kV西洼站10kV0113城北2线","翰林院2号","1000",0,"红色"]
[360,"成武县供电公司","成武工业园区供电所","永昌街道","110kV西洼站10kV0113城北2线","中国院子西1号变","1000",0,"红色"]
[361,"成武县供电公司","成武工业园区供电所","永昌街道","110kV西洼站10kV0113城北2线","中国院子东1号变","1000",0,"红色"]
[362,"成武县供电公司","成武工业园区供电所","永昌街道","0111城内线","祥瑞园南3号变","1250",0,"红色"]
[363,"成武县供电公司","成武工业园区供电所","永昌街道","110kV秋月站10kV0122老城街线","碧桂园北1号","1250",0,"红色"]
[364,"成武县供电公司","成武工业园区供电所","永昌街道","110kV西洼站10kV0113城北2线","古城线碧桂园北2号","1250",0,"红色"]
[365,"成武县供电公司","成武工业园区供电所","永昌街道","0109伯乐线","祥瑞园北2号变","1250",0,"红色"]
[366,"成武县供电公司","成武工业园区供电所","永昌街道","110kV秋月站10kV0122老城街线","碧桂园北3号","1250",0,"红色"]
[367,"成武县供电公司","成武县城区供电中心","文亭街道","110kV秋月站10kV0119黄楼2线","110kV秋月站10kV0119黄楼2线_诚信家苑柱上变压器","200",0,"红色"]
[368,"成武县供电公司","成武县城区供电中心","文亭街道","110kV秋月站10kV0120南环2线","新雅小区柱上变","400",0,"红色"]
[369,"成武县供电公司","成武县城区供电中心","文亭街道","110kV秋月站10kV0108南环1线","御景华府东4号","800",0,"红色"]
[370,"成武县供电公司","成武县城区供电中心","文亭街道","110kV秋月站10kV0110县委街线","未来城5号箱式变1号配变","1000",0,"红色"]
[371,"成武县供电公司","成武县城区供电中心","文亭街道","110kV秋月站10kV0110县委街线","木料市小区6号箱式变1号配变","1250",0,"红色"]
[372,"成武县供电公司","成武县城区供电中心","文亭街道","110kV秋月站10kV0110县委街线","木料市小区2号箱式变1号配变","1250",0,"红色"]
[373,"成武县供电公司","成武县城区供电中心","文亭街道","110kV秋月站10kV0110县委街线","木料市小区1号变箱式变1号配变","1250",0,"红色"]
[374,"成武县供电公司","成武县城区供电中心","文亭街道","110kV秋月站10kV0110县委街线","木料市小区5号箱式变1号配变","1250",0,"红色"]
[375,"成武县供电公司","成武县城区供电中心","文亭街道","110kV秋月站10kV0120南环2线","贾河粮贸柱上变","200",0,"红色"]
[376,"成武县供电公司","成武县城区供电中心","文亭街道","0106定砀Ⅰ线","110kV成武站10kV定砀1线邦盛时代2号柱上变","200",0,"红色"]
[377,"成武县供电公司","成武县城区供电中心","文亭街道","110kV秋月站10kV0108南环1线","建设局南家属院配电室1号配变","200",0,"红色"]
[378,"成武县供电公司","成武县城区供电中心","文亭街道","110kV秋月站10kV0107黄楼1线","农机局小区配电室1号配变","200",0,"红色"]
[379,"成武县供电公司","成武县城区供电中心","文亭街道","10kV0102城东2线","王林315配电室1号配变","315",0,"红色"]
[380,"成武县供电公司","成武县城区供电中心","文亭街道","110kV秋月站10kV0120南环2线","110kV秋月站10kV0120南环2线_检查院家属院柱上变压器","400",0,"红色"]
[381,"成武县供电公司","成武县城区供电中心","文亭街道","110kV秋月站10kV0107黄楼1线","阳光绿城7号箱式变1号配变","1250",0,"红色"]
[382,"成武县供电公司","成武县城区供电中心","文亭街道","110kV秋月站10kV0119黄楼2线","阳光绿城2号箱式变1号配变","1250",0,"红色"]
[383,"成武县供电公司","成武县城区供电中心","文亭街道","110kV秋月站10kV0119黄楼2线","阳光绿城4号箱式变1号配变","1250",0,"红色"]
[384,"成武县供电公司","成武县城区供电中心","文亭街道","110kV秋月站10kV0107黄楼1线","阳光绿城5号箱式变1号配变","1250",0,"红色"]
[385,"成武县供电公司","成武县城区供电中心","文亭街道","110kV秋月站10kV0119黄楼2线","阳光绿城6号箱式变1号配变","1250",0,"红色"]
[386,"成武县供电公司","成武县城区供电中心","文亭街道","110kV秋月站10kV0119黄楼2线","阳光绿城8号箱式变1号配变","1250",0,"红色"]
[387,"成武县供电公司","成武县城区供电中心","文亭街道","110kV秋月站10kV0119黄楼2线","邦盛伯乐苑6号800箱式变1号配变","800",0,"红色"]
[388,"成武县供电公司","成武县城区供电中心","文亭街道","110kV秋月站10kV0110县委街线","未来城4号箱式变1号配变","800",0,"红色"]
[389,"成武县供电公司","成武县城区供电中心","文亭街道","110kV秋月站10kV0120南环2线","110kV秋月站10kV0120南环2线_贾河4号柱上变压器","250",0,"红色"]
[390,"成武县供电公司","成武县城区供电中心","文亭街道","110kV秋月站10kV0120南环2线","徐庄西配电室1号配变","250",0,"红色"]
[391,"成武县供电公司","成武县城区供电中心","文亭街道","110kV秋月站10kV0107黄楼1线","110kV秋月站10kV0107黄楼1线_郭庄南柱上变压器","400",0,"红色"]
[392,"成武县供电公司","成武县城区供电中心","文亭街道","110kV秋月站10kV0110县委街线","金尊府3号箱式变","1250",0,"红色"]
[393,"成武县供电公司","成武县城区供电中心","文亭街道","110kV秋月站10kV0119黄楼2线","邦盛伯乐苑7号630箱式变1号配变","630",0,"红色"]
[394,"成武县供电公司","成武县城区供电中心","文亭街道","110kV秋月站10kV0110县委街线","金尊府5号箱式变","1250",0,"红色"]
[395,"成武县供电公司","成武县城区供电中心","文亭街道","110kV秋月站10kV0110县委街线","金尊府1号箱式变","1250",0,"红色"]
[396,"成武县供电公司","成武县城区供电中心","文亭街道","110kV秋月站10kV0107黄楼1线","阳光绿城1号变箱式变1号配变","1250",0,"红色"]
[397,"成武县供电公司","成武县城区供电中心","文亭街道","110kV秋月站10kV0107黄楼1线","阳光绿城3号变箱式变1号配变","1250",0,"红色"]
[398,"成武县供电公司","成武县城区供电中心","文亭街道","110kV秋月站10kV0110县委街线","翡翠城7号变","1250",0,"红色"]
[399,"成武县供电公司","成武县城区供电中心","文亭街道","110kV秋月站10kV0110县委街线","南隅北5","200",0,"红色"]
[400,"成武县供电公司","成武县城区供电中心","文亭街道","110kV秋月站10kV0119黄楼2线","邵烟园南200变","200",0,"红色"]
[401,"成武县供电公司","成武县城区供电中心","文亭街道","110kV秋月站10kV0110县委街线","县委公变东（文亭）","630",0,"红色"]
[402,"成武县供电公司","成武县城区供电中心","文亭街道","110kV秋月站10kV0108南环1线","后陈西200","200",0,"红色"]
[403,"成武县供电公司","成武县城区供电中心","文亭街道","110kV秋月站10kV0120南环2线","锦华锦绣园3#（630kVA)","1000",0,"红色"]
[404,"成武县供电公司","成武县城区供电中心","文亭街道","110kV秋月站10kV0108南环1线","政府家西","200",0,"红色"]
[405,"成武县供电公司","成武县城区供电中心","文亭街道","110kV秋月站10kV0120南环2线","先农坛西200变","315",0,"红色"]
[406,"成武县供电公司","成武县城区供电中心","文亭街道","110kV秋月站10kV0107黄楼1线","邵烟园北200变配电变压器","200",0,"红色"]
[407,"成武县供电公司","成武县城区供电中心","文亭街道","110kV秋月站10kV0119黄楼2线","工商局家属院","200",0,"红色"]
[408,"成武县供电公司","成武县城区供电中心","文亭街道","110kV秋月站10kV0120南环2线","贾河5号","400",0,"红色"]
[409,"成武县供电公司","成武县城区供电中心","文亭街道","0106定砀Ⅰ线","刘桥东200变","200",0,"红色"]
[410,"成武县供电公司","成武县城区供电中心","文亭街道","0110文亭线","成武站10kV0110文亭线湾里小区#1箱变","800",0,"红色"]
[411,"成武县供电公司","成武县城区供电中心","文亭街道","110kV秋月站10kV0108南环1线","翟楼社区1号片区6号间隔配电变压器","630",0,"红色"]
[412,"成武县供电公司","成武县城区供电中心","文亭街道","110kV秋月站10kV0119黄楼2线","10kV006黄楼2线翟楼社区1号片区1号箱变","800",0,"红色"]
[413,"成武县供电公司","成武县城区供电中心","文亭街道","110kV秋月站10kV0119黄楼2线","城郊站10kV006黄楼II线邦盛伯乐苑5号800变压器","800",0,"红色"]
[414,"成武县供电公司","成武县城区供电中心","文亭街道","110kV秋月站10kV0119黄楼2线","10kV006黄楼II线邦盛置业伯乐苑3号箱变配电变","800",0,"红色"]
[415,"成武县供电公司","成武县城区供电中心","文亭街道","110kV秋月站10kV0120南环2线","水利局家","180",0,"红色"]
[416,"成武县供电公司","成武县城区供电中心","文亭街道","110kV秋月站10kV0120南环2线","10kV013南环2线湾里2台架变","80",0,"红色"]
[417,"成武县供电公司","成武县城区供电中心","文亭街道","110kV秋月站10kV0110县委街线","南堤北315变","315",0,"红色"]
[418,"成武县供电公司","成武县城区供电中心","文亭街道","110kV秋月站10kV0110县委街线","009县委街线凤凰国际东2号配电变压器","1250",0,"红色"]
[419,"成武县供电公司","成武县城区供电中心","文亭街道","110kV秋月站10kV0108南环1线","御景华府西3号变","1250",0,"红色"]
[420,"成武县供电公司","成武县城区供电中心","文亭街道","110kV秋月站10kV0110县委街线","110kV秋月站10kV0110县委街线聚龙湾北区3号变压器","1000",0,"红色"]
[421,"成武县供电公司","成武县城区供电中心","文亭街道","110kV秋月站10kV0119黄楼2线","10kV006黄楼2线翟楼社区1号片区4号箱变","800",0,"红色"]
[422,"成武县供电公司","成武县城区供电中心","文亭街道","0106定砀Ⅰ线","邦盛时代广场630变","630",0,"红色"]
[423,"成武县供电公司","成武县城区供电中心","文亭街道","110kV秋月站10kV0120南环2线","10kV013南环2线修试所台架变","400",0,"红色"]
[424,"成武县供电公司","成武县城区供电中心","文亭街道","110kV秋月站10kV0119黄楼2线","小黄楼南400变","400",0,"红色"]
[425,"成武县供电公司","成武县城区供电中心","文亭街道","110kV秋月站10kV0120南环2线","金鑫小区","400",0,"红色"]
[426,"成武县供电公司","成武县城区供电中心","文亭街道","0106定砀Ⅰ线","大王庄西200变","200",0,"红色"]
[427,"成武县供电公司","成武县城区供电中心","文亭街道","0106定砀Ⅰ线","县医院南家属院","315",0,"红色"]
[428,"成武县供电公司","成武县城区供电中心","文亭街道","110kV秋月站10kV0108南环1线","刘桥西200变","200",0,"红色"]
[429,"成武县供电公司","成武县城区供电中心","文亭街道","110kV秋月站10kV0110县委街线","县委西公变","630",0,"红色"]
[430,"成武县供电公司","成武县城区供电中心","文亭街道","110kV秋月站10kV0110县委街线","110kV秋月站0110县委街线供电局家台架变","400",0,"红色"]
[431,"成武县供电公司","成武县城区供电中心","文亭街道","0106定砀Ⅰ线","环保局家","200",0,"红色"]
[432,"成武县供电公司","成武县城区供电中心","文亭街道","110kV秋月站10kV0120南环2线","贾河中3#400变","400",0,"红色"]
[433,"成武县供电公司","成武县城区供电中心","文亭街道","110kV秋月站10kV0110县委街线","县委街公变400","500",0,"红色"]
[434,"成武县供电公司","成武县城区供电中心","文亭街道","110kV秋月站10kV0108南环1线","御景华府西4号变","1250",0,"红色"]
[435,"成武县供电公司","成武县城区供电中心","文亭街道","0106定砀Ⅰ线","湾里南","200",0,"红色"]
[436,"成武县供电公司","成武县城区供电中心","文亭街道","0106定砀Ⅰ线","邦盛置业（630）","630",0,"红色"]
[437,"成武县供电公司","成武县城区供电中心","文亭街道","110kV秋月站10kV0107黄楼1线","丁张庄东400变","400",0,"红色"]
[438,"成武县供电公司","成武县城区供电中心","文亭街道","110kV秋月站10kV0107黄楼1线","10kV005黄楼1线审计局家台架变","200",0,"红色"]
[439,"成武县供电公司","成武县城区供电中心","文亭街道","0106定砀Ⅰ线","邦盛置业（800）南间隔配电变压器","800",0,"红色"]
[440,"成武县供电公司","成武县城区供电中心","文亭街道","110kV秋月站10kV0107黄楼1线","司法局","500",0,"红色"]
[441,"成武县供电公司","成武县城区供电中心","文亭街道","0106定砀Ⅰ线","环保局南院","200",0,"红色"]
[442,"成武县供电公司","成武县城区供电中心","文亭街道","110kV秋月站10kV0119黄楼2线","城郊站10kV006黄楼2线文慧苑B区#1箱变","800",0,"红色"]
[443,"成武县供电公司","成武县城区供电中心","文亭街道","110kV秋月站10kV0110县委街线","凤凰国际北区东4号配电变压器","1000",0,"红色"]
[444,"成武县供电公司","成武县城区供电中心","文亭街道","110kV秋月站10kV0107黄楼1线","10kV005黄楼1线丁张庄北西200台架变","200",0,"红色"]
[445,"成武县供电公司","成武县城区供电中心","文亭街道","110kV秋月站10kV0108南环1线","城郊站10kV007南环I线文慧苑B区#3箱变","800",0,"红色"]
[446,"成武县供电公司","成武县城区供电中心","文亭街道","110kV秋月站10kV0110县委街线","凤凰国际西2号变配电变压器","1000",0,"红色"]
[447,"成武县供电公司","成武县城区供电中心","文亭街道","0106定砀Ⅰ线","李楼（后街东）400","400",0,"红色"]
[448,"成武县供电公司","成武县城区供电中心","文亭街道","0106定砀Ⅰ线","10kV0106定砀1李楼农业","400",0,"红色"]
[449,"成武县供电公司","成武县城区供电中心","文亭街道","0106定砀Ⅰ线","祝庄南","200",0,"红色"]
[450,"成武县供电公司","成武县城区供电中心","文亭街道","0106定砀Ⅰ线","县医院北家属院","315",0,"红色"]
[451,"成武县供电公司","成武县城区供电中心","文亭街道","0106定砀Ⅰ线","李楼（后街西）400","400",0,"红色"]
[452,"成武县供电公司","成武县城区供电中心","文亭街道","110kV秋月站10kV0119黄楼2线","翟庄南3号","200",0,"红色"]
[453,"成武县供电公司","成武县城区供电中心","文亭街道","110kV秋月站10kV0120南环2线","县医院西家属院公变","400",0,"红色"]
[454,"成武县供电公司","成武县城区供电中心","文亭街道","110kV秋月站10kV0110县委街线","110kV秋月站10kV0110县委街线南堤社区10号箱变","800",0,"红色"]
[455,"成武县供电公司","成武县城区供电中心","文亭街道","110kV秋月站10kV0108南环1线","翟楼社区1号片区2号公变","800",0,"红色"]
[456,"成武县供电公司","成武县城区供电中心","文亭街道","0106定砀Ⅰ线","李楼金汇400变","400",0,"红色"]
[457,"成武县供电公司","成武县城区供电中心","文亭街道","110kV秋月站10kV0108南环1线","邦盛置业步行街2号箱变","630",0,"红色"]
[458,"成武县供电公司","成武县城区供电中心","文亭街道","110kV秋月站10kV0108南环1线","徐小楼西2","315",0,"红色"]
[459,"成武县供电公司","成武县城区供电中心","文亭街道","110kV秋月站10kV0119黄楼2线","35kV城郊变电站10kV006黄楼II线孟窑行政村翟庄1号排灌台架变","100",0,"红色"]
[460,"成武县供电公司","成武县城区供电中心","文亭街道","110kV秋月站10kV0110县委街线","副食品公司家属院公变","250",0,"红色"]
[461,"成武县供电公司","成武县城区供电中心","文亭街道","110kV秋月站10kV0110县委街线","县委街线凤凰国际北区西4号配电变压器","1000",0,"红色"]
[462,"成武县供电公司","成武县城区供电中心","文亭街道","110kV秋月站10kV0119黄楼2线","地税新村","200",0,"红色"]
[463,"成武县供电公司","成武县城区供电中心","文亭街道","110kV秋月站10kV0108南环1线","10kV007南环I线翟楼社区1号片区5号配电变压器","630",0,"红色"]
[464,"成武县供电公司","成武县城区供电中心","文亭街道","110kV秋月站10kV0120南环2线","程堂居委会东变","400",0,"红色"]
[465,"成武县供电公司","成武县城区供电中心","文亭街道","110kV秋月站10kV0120南环2线","锦华锦绣园1#（1000kVA)","1000",0,"红色"]
[466,"成武县供电公司","成武县城区供电中心","文亭街道","110kV秋月站10kV0108南环1线","徐小楼西","400",0,"红色"]
[467,"成武县供电公司","成武县城区供电中心","文亭街道","110kV秋月站10kV0107黄楼1线","郭庄东160变","160",0,"红色"]
[468,"成武县供电公司","成武县城区供电中心","文亭街道","0106定砀Ⅰ线","德和小区","200",0,"红色"]
[469,"成武县供电公司","成武县城区供电中心","文亭街道","110kV秋月站10kV0108南环1线","后陈200变","200",0,"红色"]
[470,"成武县供电公司","成武县城区供电中心","文亭街道","110kV秋月站10kV0119黄楼2线","翟庄2","200",0,"红色"]
[471,"成武县供电公司","成武县城区供电中心","文亭街道","110kV秋月站10kV0120南环2线","徐庄东村400变配电室","400",0,"红色"]
[472,"成武县供电公司","成武县城区供电中心","文亭街道","0106定砀Ⅰ线","邦盛置业（800）中配电变压器","800",0,"红色"]
[473,"成武县供电公司","成武县城区供电中心","文亭街道","110kV秋月站10kV0107黄楼1线","丁张庄北200kVA","200",0,"红色"]
[474,"成武县供电公司","成武县城区供电中心","文亭街道","0106定砀Ⅰ线","大王庄南#2","200",0,"红色"]
[475,"成武县供电公司","成武县城区供电中心","文亭街道","0106定砀Ⅰ线","10kV0106定砀1线李楼（前街）200台架变","200",0,"红色"]
[476,"成武县供电公司","成武县城区供电中心","文亭街道","110kV秋月站10kV0120南环2线","石化小区","315",0,"红色"]
[477,"成武县供电公司","成武县城区供电中心","文亭街道","110kV秋月站10kV0110县委街线","南堤社区6号南公变","630",0,"红色"]
[478,"成武县供电公司","成武县城区供电中心","文亭街道","110kV秋月站10kV0110县委街线","建行北家配电变压器","80",0,"红色"]
[479,"成武县供电公司","成武县城区供电中心","文亭街道","110kV秋月站10kV0107黄楼1线","城郊站10kV005黄楼1线丁张庄西台架变","400",0,"红色"]
[480,"成武县供电公司","成武县城区供电中心","文亭街道","110kV秋月站10kV0107黄楼1线","丁张庄3（丁庄周庄200变）","200",0,"红色"]
[481,"成武县供电公司","成武县城区供电中心","文亭街道","110kV秋月站10kV0107黄楼1线","邵烟园西","200",0,"红色"]
[482,"成武县供电公司","成武县城区供电中心","文亭街道","110kV秋月站10kV0120南环2线","10kV013南环2线徐庄（先农坛东400变）台架变","400",0,"红色"]
[483,"成武县供电公司","成武县城区供电中心","文亭街道","0107定砀Ⅱ线","供电小区","400",0,"红色"]
[484,"成武县供电公司","成武县城区供电中心","文亭街道","110kV秋月站10kV0119黄楼2线","城郊站10kV006黄楼II线小黄楼南#2变","400",0,"红色"]
[485,"成武县供电公司","成武县城区供电中心","文亭街道","110kV秋月站10kV0108南环1线","城郊站10kV007南环I线文慧苑2#变压器","630",0,"红色"]
[486,"成武县供电公司","成武县城区供电中心","文亭街道","110kV秋月站10kV0108南环1线","嘉禾家园二期800箱变","800",0,"红色"]
[487,"成武县供电公司","成武县城区供电中心","文亭街道","110kV秋月站10kV0119黄楼2线","城郊站10kV006黄楼2线文慧苑#3变压器","800",0,"红色"]
[488,"成武县供电公司","成武县城区供电中心","文亭街道","110kV秋月站10kV0108南环1线","翟楼社区1号片区3号变","630",0,"红色"]
[489,"成武县供电公司","成武县城区供电中心","文亭街道","110kV秋月站10kV0107黄楼1线","35kV城郊站10kV005黄楼1线翟楼周庄变压器","200",0,"红色"]
[490,"成武县供电公司","成武县城区供电中心","文亭街道","0106定砀Ⅰ线","李楼（盛庄）400","400",0,"红色"]
[491,"成武县供电公司","成武县城区供电中心","文亭街道","110kV秋月站10kV0108南环1线","财局南","200",0,"红色"]
[492,"成武县供电公司","成武县城区供电中心","文亭街道","0106定砀Ⅰ线","邦盛置业（1000）南","1000",0,"红色"]
[493,"成武县供电公司","成武县城区供电中心","文亭街道","110kV秋月站10kV0120南环2线","贾河1号南400变","400",0,"红色"]
[494,"成武县供电公司","成武县城区供电中心","文亭街道","110kV秋月站10kV0120南环2线","徐小楼","400",0,"红色"]
[495,"成武县供电公司","成武县城区供电中心","文亭街道","110kV秋月站10kV0107黄楼1线","小黄楼北200变","200",0,"红色"]
[496,"成武县供电公司","成武县城区供电中心","文亭街道","110kV秋月站10kV0119黄楼2线","教委家属院","315",0,"红色"]
[497,"成武县供电公司","成武县城区供电中心","文亭街道","0106定砀Ⅰ线","祝庄北","200",0,"红色"]
[498,"成武县供电公司","成武县城区供电中心","文亭街道","110kV秋月站10kV0110县委街线","110kV秋月站0110县委街线南隅运输公司家台架变","200",0,"红色"]
[499,"成武县供电公司","成武县城区供电中心","文亭街道","110kV秋月站10kV0108南环1线","国土局西院","400",0,"红色"]
[500,"成武县供电公司","成武县城区供电中心","文亭街道","0106定砀Ⅰ线","大王庄西2号","200",0,"红色"]
[501,"成武县供电公司","成武县城区供电中心","文亭街道","110kV秋月站10kV0110县委街线","110kV秋月站10kV0110县委街线南堤社区6号北箱变","630",0,"红色"]
[502,"成武县供电公司","成武县城区供电中心","文亭街道","110kV秋月站10kV0119黄楼2线","邦盛置业步行街1号箱变","800",0,"红色"]
[503,"成武县供电公司","成武县城区供电中心","文亭街道","110kV秋月站10kV0110县委街线","南堤社区8号东公变","630",0,"红色"]
[504,"成武县供电公司","成武县城区供电中心","文亭街道","110kV秋月站10kV0119黄楼2线","35kV城郊站10kV006黄楼2线交通局家属院变压器","200",0,"红色"]
[505,"成武县供电公司","成武县城区供电中心","文亭街道","110kV秋月站10kV0120南环2线","嘉禾家园二期800箱变2#","800",0,"红色"]
[506,"成武县供电公司","成武县城区供电中心","文亭街道","110kV秋月站10kV0108南环1线","城郊站10kV007南环I线文慧苑1#变压器","630",0,"红色"]
[507,"成武县供电公司","成武县城区供电中心","文亭街道","110kV秋月站10kV0108南环1线","邦盛置业步行街3号800箱变","800",0,"红色"]
[508,"成武县供电公司","成武县城区供电中心","文亭街道","0106定砀Ⅰ线","李楼（盛庄）2号变","200",0,"红色"]
[509,"成武县供电公司","成武县城区供电中心","文亭街道","110kV秋月站10kV0110县委街线","110kV秋月站10kV0110县委街线聚龙湾北区1号变压器","1000",0,"红色"]
[510,"成武县供电公司","成武县城区供电中心","文亭街道","110kV秋月站10kV0108南环1线","城郊站10kV007南环I线邦盛置业伯乐苑2号800箱变","800",0,"红色"]
[511,"成武县供电公司","成武县城区供电中心","文亭街道","110kV秋月站10kV0108南环1线","民警新村","315",0,"红色"]
[512,"成武县供电公司","成武县城区供电中心","文亭街道","110kV秋月站10kV0108南环1线","程堂西400变","400",0,"红色"]
[513,"成武县供电公司","成武县城区供电中心","文亭街道","0106定砀Ⅰ线","邦盛置业（1000）北","1000",0,"红色"]
[514,"成武县供电公司","成武县城区供电中心","文亭街道","110kV秋月站10kV0108南环1线","后陈（小翟楼）200变","200",0,"红色"]
[515,"成武县供电公司","成武县城区供电中心","文亭街道","110kV秋月站10kV0119黄楼2线","邵烟园中100变","200",0,"红色"]
[516,"成武县供电公司","成武县城区供电中心","文亭街道","110kV秋月站10kV0108南环1线","锦华锦绣园5#（1000kVA)","1000",0,"红色"]
[517,"成武县供电公司","成武县城区供电中心","文亭街道","110kV秋月站10kV0120南环2线","国税局家属院","315",0,"红色"]
[518,"成武县供电公司","成武县城区供电中心","文亭街道","110kV秋月站10kV0108南环1线","南隅南4号","400",0,"红色"]
[519,"成武县供电公司","成武县城区供电中心","文亭街道","110kV秋月站10kV0108南环1线","锦华锦绣园4#（630kVA)","630",0,"红色"]
[520,"成武县供电公司","成武县城区供电中心","文亭街道","110kV秋月站10kV0120南环2线","锦华锦绣园2#（630kVA)","630",0,"红色"]
[521,"成武县供电公司","成武县城区供电中心","文亭街道","110kV秋月站10kV0120南环2线","贾河2","400",0,"红色"]
[522,"成武县供电公司","成武县城区供电中心","文亭街道","110kV秋月站10kV0119黄楼2线","小黄楼中200变","200",0,"红色"]
[523,"成武县供电公司","成武县城区供电中心","文亭街道","110kV秋月站10kV0108南环1线","一中家西","400",0,"红色"]
[524,"成武县供电公司","成武县城区供电中心","文亭街道","110kV秋月站10kV0119黄楼2线","城郊站10kV006黄楼2线文慧苑B区#4箱变","1000",0,"红色"]
[525,"成武县供电公司","成武县城区供电中心","文亭街道","0104工业线","成武站10kV0104工业线湾里新村#4箱变","800",0,"红色"]
[526,"成武县供电公司","成武县城区供电中心","文亭街道","0104工业线","成武站10kV0104工业线湾里小区#3箱变","800",0,"红色"]
[527,"成武县供电公司","成武县城区供电中心","文亭街道","0110文亭线","成武站10kV0110文亭线湾里小区#2箱变","800",0,"红色"]
[528,"成武县供电公司","成武县城区供电中心","文亭街道","0106定砀Ⅰ线","怡馨苑社区","500",0,"红色"]
[529,"成武县供电公司","成武县城区供电中心","文亭街道","110kV秋月站10kV0108南环1线","邦盛置业伯乐苑1号800箱变","800",0,"红色"]
[530,"成武县供电公司","成武县城区供电中心","文亭街道","0104工业线","烟草公司家属院南","400",0,"红色"]
[531,"成武县供电公司","成武县城区供电中心","文亭街道","0106定砀Ⅰ线","成武站10kV0106定砀I线李楼前街东400变压器","400",0,"红色"]
[532,"成武县供电公司","成武县城区供电中心","文亭街道","110kV秋月站10kV0108南环1线","御景华府西2号变","800",0,"红色"]
[533,"成武县供电公司","成武县城区供电中心","文亭街道","110kV秋月站10kV0119黄楼2线","邦盛置业伯乐苑4号630箱变","630",0,"红色"]
[534,"成武县供电公司","成武县城区供电中心","文亭街道","0106定砀Ⅰ线","成武站10kV0106定砀1线祝庄东400变压器","400",0,"红色"]
[535,"成武县供电公司","成武县城区供电中心","文亭街道","110kV秋月站10kV0108南环1线","城郊站10kV007南环I线文慧苑#4变压器","800",0,"红色"]
[536,"成武县供电公司","成武县城区供电中心","文亭街道","110kV秋月站10kV0110县委街线","110kV秋月站10kV0110县委街线中央悦府#2配电变压器","1250",0,"红色"]
[537,"成武县供电公司","成武县城区供电中心","文亭街道","110kV秋月站10kV0110县委街线","10kV009县委街线中央悦府#4配电变压器","1000",0,"红色"]
[538,"成武县供电公司","成武县城区供电中心","文亭街道","110kV秋月站10kV0110县委街线","10kV009县委街线学府景苑#1变","800",0,"红色"]
[539,"成武县供电公司","成武县城区供电中心","文亭街道","110kV秋月站10kV0110县委街线","未来城1","1250",0,"红色"]
[540,"成武县供电公司","成武县城区供电中心","文亭街道","110kV秋月站10kV0110县委街线","10kV009县委街线翡翠城#4","1250",0,"红色"]
[541,"成武县供电公司","成武县城区供电中心","文亭街道","110kV秋月站10kV0110县委街线","未来城2","1250",0,"红色"]
[542,"成武县供电公司","成武县城区供电中心","文亭街道","110kV秋月站10kV0110县委街线","10kV009县委街线翡翠城#1变","2000",0,"红色"]
[543,"成武县供电公司","成武县城区供电中心","文亭街道","110kV秋月站10kV0108南环1线","10kV007南环I线文慧苑B区#2","1000",0,"红色"]
[544,"成武县供电公司","成武县城区供电中心","文亭街道","110kV秋月站10kV0110县委街线","10kV009县委街线剧院商贸","1600",0,"红色"]
[545,"成武县供电公司","成武县城区供电中心","文亭街道","110kV秋月站10kV0110县委街线","莲池南1号箱变配电变压器","1250",0,"红色"]
[546,"成武县供电公司","成武县城区供电中心","文亭街道","110kV秋月站10kV0107黄楼1线","10kV005黄楼I线天玺城A区#8箱变","1000",0,"红色"]
[547,"成武县供电公司","成武县城区供电中心","文亭街道","110kV秋月站10kV0120南环2线","10kV013南环II线天玺城A区#4箱变","1000",0,"红色"]
[548,"成武县供电公司","成武县城区供电中心","文亭街道","110kV秋月站10kV0120南环2线","10kV013南环II线天玺城A区#7箱变","1000",0,"红色"]
[549,"成武县供电公司","成武县城区供电中心","文亭街道","110kV秋月站10kV0110县委街线","10kV009县委街线翡翠城#2变","2000",0,"红色"]
[550,"成武县供电公司","成武县城区供电中心","文亭街道","110kV秋月站10kV0107黄楼1线","10kV005黄楼I线天玺城#1箱变配电变压器","1000",0,"红色"]
[551,"成武县供电公司","成武县城区供电中心","文亭街道","110kV秋月站10kV0110县委街线","10kV009县委街线府东小区","630",0,"红色"]
[552,"成武县供电公司","成武县城区供电中心","文亭街道","0106定砀Ⅰ线","成武站10kV0106定砀I线民政局小区台架变","315",0,"红色"]
[553,"成武县供电公司","成武县城区供电中心","文亭街道","110kV秋月站10kV0120南环2线","10kV013南环II线天玺城#6箱变","630",0,"红色"]
[554,"成武县供电公司","成武县城区供电中心","文亭街道","110kV秋月站10kV0110县委街线","莲池北2号箱变配电变压器","800",0,"红色"]
[555,"成武县供电公司","成武县城区供电中心","文亭街道","110kV秋月站10kV0107黄楼1线","10kV黄楼I线天玺城#5箱变","1000",0,"红色"]
[556,"成武县供电公司","成武县城区供电中心","文亭街道","110kV秋月站10kV0107黄楼1线","35kV城郊站10kV005黄楼I线天玺城#3箱变","630",0,"红色"]
[557,"成武县供电公司","成武县城区供电中心","文亭街道","110kV秋月站10kV0110县委街线","10kV009县委街线莲池北1号箱变配电变压器","630",0,"红色"]
[558,"成武县供电公司","成武县城区供电中心","文亭街道","110kV秋月站10kV0110县委街线","10kV009县委街线莲池南5号箱变配电变压器","1250",0,"红色"]
[559,"成武县供电公司","成武县城区供电中心","文亭街道","110kV秋月站10kV0120南环2线","10kV013南环II线天玺城2号箱变配电变压器","1000",0,"红色"]
[560,"成武县供电公司","成武县城区供电中心","文亭街道","110kV秋月站10kV0110县委街线","10kV009县委街线莲池南3号箱变配电变压器","1250",0,"红色"]
[561,"成武县供电公司","成武县城区供电中心","文亭街道","110kV秋月站10kV0110县委街线","翡翠城9号箱式变1号配变","1000",0,"红色"]
[562,"成武县供电公司","成武县城区供电中心","文亭街道","110kV秋月站10kV0110县委街线","翡翠城5号变箱式变1号配变","1250",0,"红色"]
[563,"成武县供电公司","成武县城区供电中心","文亭街道","110kV秋月站10kV0107黄楼1线","翟庄新配电室1号配变","160",0,"红色"]
[564,"成武县供电公司","成武县城区供电中心","文亭街道","0106定砀Ⅰ线","国土资源局家属院新柱上变","80",0,"红色"]
[565,"成武县供电公司","成武县城区供电中心","文亭街道","110kV秋月站10kV0110县委街线","县委西公变路灯新柱上变","200",0,"红色"]
[566,"成武县供电公司","成武县城区供电中心","文亭街道","0106定砀Ⅰ线","大王庄315新柱上变","315",0,"红色"]
[567,"成武县供电公司","成武县城区供电中心","文亭街道","110kV秋月站10kV0110县委街线","未来城3号","630",0,"红色"]
[568,"成武县供电公司","成武县城区供电中心","文亭街道","0110文亭线","领秀府一号箱式变1号配变","1250",0,"红色"]
[569,"成武县供电公司","成武县城区供电中心","文亭街道","0107定砀Ⅱ线","领秀府二号箱式变1号配变","1250",0,"红色"]
[570,"成武县供电公司","成武县城区供电中心","文亭街道","0110文亭线","振兴街一号二号箱式变1号配变","800",0,"红色"]
[571,"成武县供电公司","成武县城区供电中心","文亭街道","0106定砀Ⅰ线","振兴街一号1号箱式变1号配变","800",0,"红色"]
[572,"成武县供电公司","成武县城区供电中心","文亭街道","110kV秋月站10kV0120南环2线","邦盛新天地2号变箱式变1号配变","400",0,"红色"]
[573,"成武县供电公司","成武县城区供电中心","文亭街道","110kV秋月站10kV0120南环2线","邦盛新天地1号变箱式变1号配变","400",0,"红色"]
[574,"成武县供电公司","成武县城区供电中心","文亭街道","0110文亭线","领秀府三号箱式变1号配变","1250",0,"红色"]
[575,"成武县供电公司","成武县城区供电中心","文亭街道","0107定砀Ⅱ线","领秀府4号箱式变1号配变","1250",0,"红色"]
[576,"成武县供电公司","成武县城区供电中心","文亭街道","110kV秋月站10kV0108南环1线","海珠花园4号","1250",0,"红色"]
[577,"成武县供电公司","成武县城区供电中心","文亭街道","110kV秋月站10kV0108南环1线","海珠花园3号","1250",0,"红色"]
[578,"成武县供电公司","成武县城区供电中心","文亭街道","110kV秋月站10kV0108南环1线","海珠花园2号","1250",0,"红色"]
[579,"成武县供电公司","成武县城区供电中心","文亭街道","110kV秋月站10kV0108南环1线","海珠花园1号配变","1250",0,"红色"]
[580,"成武县供电公司","成武县城区供电中心","文亭街道","0107定砀Ⅱ线","邦盛富贵苑6号箱式变1号配变","800",0,"红色"]
[581,"成武县供电公司","成武县城区供电中心","文亭街道","0107定砀Ⅱ线","邦盛富贵苑7号箱式变1号配变","1000",0,"红色"]
[582,"成武县供电公司","成武县城区供电中心","文亭街道","110kV秋月站10kV0108南环1线","房地产配电室1号配变","1000",0,"红色"]
[583,"成武县供电公司","成武县城区供电中心","文亭街道","110kV秋月站10kV0119黄楼2线","城郊站10kV黄楼2线邦盛伯乐苑8号","800",0,"红色"]
[584,"成武县供电公司","成武县城区供电中心","文亭街道","110kV秋月站10kV0110县委街线","文亭花园","630",0,"红色"]
[585,"成武县供电公司","成武县城区供电中心","文亭街道","110kV秋月站10kV0110县委街线","10kV009县委街线文亭花园2号","1000",0,"红色"]
[586,"成武县供电公司","城农供电所","文亭街道","10kV0122史庄线","蓝水湾三期南4号变","1000",0,"红色"]
[587,"成武县供电公司","城农供电所","文亭街道","10kV0122史庄线","蓝水湾三期南1号变","800",0,"红色"]
[588,"成武县供电公司","城农供电所","文亭街道","10kV0122史庄线","蓝水湾三期南3号变","1000",0,"红色"]
[589,"成武县供电公司","城农供电所","文亭街道","10kV0122史庄线","蓝水湾三期南2号变","800",0,"红色"]
[590,"成武县供电公司","城农供电所","文亭街道","10kV0116姚堂线","110kV西洼西洼站10kV0116姚堂线伯爵悦府四号箱式变","800",0,"红色"]
[591,"成武县供电公司","城农供电所","文亭街道","10kV0116姚堂线","110kV西洼西洼站10kV0116姚堂线伯爵悦府八号箱式变","800",0,"红色"]
[592,"成武县供电公司","城农供电所","文亭街道","110kV西洼站10kV0104仪凤1线","110kV西洼站10kV0104仪凤1线伯爵悦府一号箱式变","800",0,"红色"]
[593,"成武县供电公司","城农供电所","文亭街道","110kV西洼站10kV0104仪凤1线","110kV西洼站10kV0104仪凤1线伯爵悦府三号箱式变","800",0,"红色"]
[594,"成武县供电公司","城农供电所","文亭街道","10kV0116姚堂线","姚堂东","200",0,"红色"]
[595,"成武县供电公司","城农供电所","文亭街道","10kV0117小工业线","李洼南","400",0,"红色"]
[596,"成武县供电公司","城农供电所","文亭街道","110kV西洼站10kV0103新城2线","宋花园","400",0,"红色"]
[597,"成武县供电公司","城农供电所","文亭街道","110kV西洼站10kV0105仪凤2线","110kV西洼站10kV0105仪凤2线天玺城B区九号箱式变","1250",0,"红色"]
[598,"成武县供电公司","城农供电所","文亭街道","110kV西洼站10kV0105仪凤2线","110kV西洼站10kV0105仪凤2线蓝水湾三期北三号箱式变","800",0,"红色"]
[599,"成武县供电公司","城农供电所","文亭街道","110kV西洼站10kV0105仪凤2线","110kV西洼站10kV0105仪凤2线蓝水湾三期北四号箱式变","800",0,"红色"]
[600,"成武县供电公司","城农供电所","文亭街道","10kV0120金庄线","110kV西洼站10kV0120金庄线西城片区二号箱式变","1000",0,"红色"]
[601,"成武县供电公司","城农供电所","文亭街道","110kV西洼站10kV0104仪凤1线","110kV西洼站10kV0104仪凤1线西城片区十二号箱式变","1000",0,"红色"]
[602,"成武县供电公司","城农供电所","文亭街道","10kV0120金庄线","110kV西洼站10kV0120金庄线西城片区八号箱式变","1000",0,"红色"]
[603,"成武县供电公司","城农供电所","文亭街道","110kV西洼站10kV0104仪凤1线","110kV西洼站10kV0104仪凤1线瑞景颐和五号箱式变","1250",0,"红色"]
[604,"成武县供电公司","城农供电所","文亭街道","110kV西洼站10kV0104仪凤1线","110kV西洼站10kV0104仪凤1线西城片区十四号箱式变","1250",0,"红色"]
[605,"成武县供电公司","城农供电所","文亭街道","10kV0120金庄线","110kV西洼站10kV0120金庄线西城片区九号箱式变","1250",0,"红色"]
[606,"成武县供电公司","城农供电所","文亭街道","110kV西洼站10kV0104仪凤1线","110kV西洼站10kV0104仪凤1线西城片区十一号箱式变","1000",0,"红色"]
[607,"成武县供电公司","城农供电所","文亭街道","10kV0120金庄线","110kV西洼站10kV0120金庄线西城片区一号箱式变","1000",0,"红色"]
[608,"成武县供电公司","城农供电所","文亭街道","10kV0120金庄线","110kV西洼站10kV0120金庄线西城片区七号箱式变","1000",0,"红色"]
[609,"成武县供电公司","城农供电所","文亭街道","110kV西洼站10kV0105仪凤2线","110kV西洼站10kV0105仪凤2线蓝水湾三期北二号箱式变","800",0,"红色"]
[610,"成武县供电公司","城农供电所","文亭街道","110kV西洼站10kV0105仪凤2线","110kV西洼站10kV0105仪凤2线蓝水湾三期北一号箱式变","800",0,"红色"]
[611,"成武县供电公司","城农供电所","文亭街道","10kV0122史庄线","110kV西洼站10kV0122史庄线西城片区五号箱式变","1250",0,"红色"]
[612,"成武县供电公司","城农供电所","文亭街道","110kV西洼站10kV0104仪凤1线","110kV西洼站10kV0104仪凤1线西城片区十三号箱式变","1250",0,"红色"]
[613,"成武县供电公司","城农供电所","文亭街道","10kV0122史庄线","110kV西洼站10kV0122史庄线西城片区六号箱式变","1250",0,"红色"]
[614,"成武县供电公司","城农供电所","文亭街道","10kV0120金庄线","110kV西洼站10kV0120金庄线西城片区三号箱式变","1250",0,"红色"]
[615,"成武县供电公司","城农供电所","文亭街道","110kV西洼站10kV0105仪凤2线","110kV西洼站10kV0105仪凤2线西城片区十五号箱式变","1000",0,"红色"]
[616,"成武县供电公司","城农供电所","文亭街道","110kV西洼站10kV0104仪凤1线","110kV西洼站10kV0104仪凤1线瑞景颐和六号箱式变","1250",0,"红色"]
[617,"成武县供电公司","城农供电所","文亭街道","10kV0120金庄线","110kV西洼站10kV0120金庄线西城片区十号箱式变","1250",0,"红色"]
[618,"成武县供电公司","城农供电所","文亭街道","110kV西洼站10kV0105仪凤2线","110kV西洼站10kV0105仪凤2线西城片区十六号箱式变","1000",0,"红色"]
[619,"成武县供电公司","城农供电所","文亭街道","10kV0120金庄线","110kV西洼站10kV0120金庄线西城片区四号箱式变","1250",0,"红色"]
[620,"成武县供电公司","城农供电所","文亭街道","35kV九女站10kV九白线009间隔","35kV九女站10kV九白线前堤西台架变","400",0,"红色"]
[621,"成武县供电公司","城农供电所","文亭街道","110kV西洼站10kV0104仪凤1线","0104仪凤1线天玺城B区2号变","1250",0,"红色"]
[622,"成武县供电公司","城农供电所","文亭街道","110kV西洼站10kV0104仪凤1线","仪凤1线观澜苑2号变箱式变1号配变","1000",0,"红色"]
[623,"成武县供电公司","城农供电所","文亭街道","110kV西洼站10kV0105仪凤2线","仪凤2线观澜苑41号变箱式变1号配变","1250",0,"红色"]
[624,"成武县供电公司","城农供电所","文亭街道","110kV西洼站10kV0104仪凤1线","仪凤1线观澜苑11号变箱式变1号配变","1000",0,"红色"]
[625,"成武县供电公司","城农供电所","文亭街道","110kV西洼站10kV0104仪凤1线","仪凤1线观澜苑3号变箱式变1号配变","1000",0,"红色"]
[626,"成武县供电公司","城农供电所","文亭街道","110kV西洼站10kV0105仪凤2线","仪凤2线观澜苑12号变","1000",0,"红色"]
[627,"成武县供电公司","城农供电所","文亭街道","110kV西洼站10kV0105仪凤2线","阳光绿城9号变箱式变1号配变","1250",0,"红色"]
[628,"成武县供电公司","城农供电所","文亭街道","110kV西洼站10kV0105仪凤2线","阳光绿城11号变箱式变1号配变","1250",0,"红色"]
[629,"成武县供电公司","城农供电所","文亭街道","110kV西洼站10kV0105仪凤2线","阳光绿城15号变箱式变1号配变","1250",0,"红色"]
[630,"成武县供电公司","城农供电所","文亭街道","110kV西洼站10kV0105仪凤2线","阳光绿城17号变箱式变1号配变","1250",0,"红色"]
[631,"成武县供电公司","城农供电所","文亭街道","110kV西洼站10kV0105仪凤2线","阳光绿城13号变箱式变1号配变","1250",0,"红色"]
[632,"成武县供电公司","城农供电所","文亭街道","10kV0117小工业线","10kV0117小工业线恒大22号变配电室1号配变","1250",0,"红色"]
[633,"成武县供电公司","城农供电所","文亭街道","10kV0117小工业线","周店西村新","400",0,"红色"]
[634,"成武县供电公司","城农供电所","文亭街道","110kV西洼站10kV0105仪凤2线","仪凤2线天玺城B区5号变","1250",0,"红色"]
[635,"成武县供电公司","城农供电所","文亭街道","110kV西洼站10kV0105仪凤2线","天玺城B区1号变箱式变1号配变","1250",0,"红色"]
[636,"成武县供电公司","城农供电所","文亭街道","35kV九女站10kV九白线009间隔","35kV九女站10kV九白线韩铺北2号台架变","200",0,"红色"]
[637,"成武县供电公司","城农供电所","文亭街道","110kV西洼站10kV0105仪凤2线","国网山东省电力公司成武县供电公司","160",0,"红色"]
[638,"成武县供电公司","城农供电所","文亭街道","110kV西洼站10kV0104仪凤1线","仪凤1线观澜苑42号变","1000",0,"红色"]
[639,"成武县供电公司","城农供电所","文亭街道","110kV西洼站10kV0104仪凤1线","仪凤1线伯爵悦府5号变","800",0,"红色"]
[640,"成武县供电公司","城农供电所","文亭街道","110kV西洼站10kV0104仪凤1线","伯爵悦府7号变","630",0,"红色"]
[641,"成武县供电公司","城农供电所","文亭街道","10kV0116姚堂线","姚堂线伯爵悦府6号变","800",0,"红色"]
[642,"成武县供电公司","城农供电所","文亭街道","10kV0116姚堂线","姚堂线伯爵悦府2号变","800",0,"红色"]
[643,"成武县供电公司","城农供电所","文亭街道","110kV西洼站10kV0104仪凤1线","仪凤1线阳光绿城16号变","1250",0,"红色"]
[644,"成武县供电公司","城农供电所","文亭街道","110kV西洼站10kV0104仪凤1线","阳光绿城14号变箱式变1号配变","1250",0,"红色"]
[645,"成武县供电公司","城农供电所","文亭街道","110kV西洼站10kV0104仪凤1线","阳光绿城12号变箱式变1号配变","1250",0,"红色"]
[646,"成武县供电公司","城农供电所","文亭街道","110kV西洼站10kV0104仪凤1线","阳光绿城10号变箱式变1号配变","1250",0,"红色"]
[647,"成武县供电公司","城农供电所","文亭街道","10kV0116姚堂线","10kV姚堂线瑞景一号院3号变","1250",0,"红色"]
[648,"成武县供电公司","城农供电所","文亭街道","10kV0117小工业线","10kV小工业线瑞景一号院4号变","1250",0,"红色"]
[649,"成武县供电公司","城农供电所","文亭街道","10kV0117小工业线","蔺庄村配电室","200",0,"红色"]
[650,"成武县供电公司","城农供电所","文亭街道","10kV0117小工业线","田楼村配电室","400",0,"红色"]
[651,"成武县供电公司","城农供电所","文亭街道","35kV九女站10kV九白线009间隔","韩铺西","400",0,"红色"]
[652,"成武县供电公司","城农供电所","文亭街道","10kV0117小工业线","10kV004小工业线孟庄台架变","200",0,"红色"]
[653,"成武县供电公司","城农供电所","文亭街道","10kV0117小工业线","李洼村配电室","200",0,"红色"]
[654,"成武县供电公司","城农供电所","文亭街道","110kV西洼站10kV0103新城2线","翟楼中","200",0,"红色"]
[655,"成武县供电公司","城农供电所","文亭街道","110kV西洼站10kV0103新城2线","张楼村配电室","160",0,"红色"]
[656,"成武县供电公司","城农供电所","文亭街道","110kV西洼站10kV0104仪凤1线","李庄","200",0,"红色"]
[657,"成武县供电公司","城农供电所","文亭街道","10kV0116姚堂线","10kV0105仪凤2线小桥五队台架变","200",0,"红色"]
[658,"成武县供电公司","城农供电所","文亭街道","10kV0117小工业线","邵庄农业排灌","200",0,"红色"]
[659,"成武县供电公司","城农供电所","文亭街道","110kV西洼站10kV0103新城2线","宋花园2","400",0,"红色"]
[660,"成武县供电公司","城农供电所","文亭街道","110kV西洼站10kV0104仪凤1线","南张庄","200",0,"红色"]
[661,"成武县供电公司","城农供电所","文亭街道","110kV西洼站10kV0103新城2线","110kV西洼变电站10kV新城II线蓝水湾五期1#变压器","400",0,"红色"]
[662,"成武县供电公司","城农供电所","文亭街道","110kV西洼站10kV0103新城2线","110kV西洼变电站10kV新城II线蓝水湾五期3#变压器","1000",0,"红色"]
[663,"成武县供电公司","城农供电所","文亭街道","110kV西洼站10kV0104仪凤1线","翟楼南","200",0,"红色"]
[664,"成武县供电公司","城农供电所","文亭街道","110kV西洼站10kV0105仪凤2线","蓝水湾四期1","630",0,"红色"]
[665,"成武县供电公司","城农供电所","文亭街道","110kV西洼站10kV0103新城2线","状元华府8#变","630",0,"红色"]
[666,"成武县供电公司","城农供电所","文亭街道","10kV0117小工业线","35kV周店变电站10kV004小工业线刘庄农业排灌变压器","200",0,"红色"]
[667,"成武县供电公司","城农供电所","文亭街道","35kV九女站10kV九白线009间隔","纬五路南变压器","200",0,"红色"]
[668,"成武县供电公司","城农供电所","文亭街道","10kV0116姚堂线","110kV西洼变电站10kV0105仪凤2线小田庄西","200",0,"红色"]
[669,"成武县供电公司","城农供电所","文亭街道","110kV西洼站10kV0103新城2线","大张庄2","200",0,"红色"]
[670,"成武县供电公司","城农供电所","文亭街道","110kV西洼站10kV0105仪凤2线","蓝水湾四期3","800",0,"红色"]
[671,"成武县供电公司","城农供电所","文亭街道","110kV西洼站10kV0104仪凤1线","110kV西洼变电站10kV0104仪凤1线赵庄4变压器","400",0,"红色"]
[672,"成武县供电公司","城农供电所","文亭街道","35kV九女站10kV九白线009间隔","35kV九女变电站10kV009九白线韩铺#2变压器","200",0,"红色"]
[673,"成武县供电公司","城农供电所","文亭街道","35kV九女站10kV九白线009间隔","10kV009九白线韩铺台架变","400",0,"红色"]
[674,"成武县供电公司","城农供电所","文亭街道","10kV0117小工业线","周店中村配电室","200",0,"红色"]
[675,"成武县供电公司","城农供电所","文亭街道","10kV0116姚堂线","小桥西","160",0,"红色"]
[676,"成武县供电公司","城农供电所","文亭街道","10kV0116姚堂线","王堂农业排灌","200",0,"红色"]
[677,"成武县供电公司","城农供电所","文亭街道","110kV西洼站10kV0104仪凤1线","翟楼农业2号农业排灌","200",0,"红色"]
[678,"成武县供电公司","城农供电所","文亭街道","110kV西洼站10kV0103新城2线","白庄排灌变压器","200",0,"红色"]
[679,"成武县供电公司","城农供电所","文亭街道","110kV西洼站10kV0103新城2线","碾道２号","200",0,"红色"]
[680,"成武县供电公司","城农供电所","文亭街道","110kV西洼站10kV0103新城2线","东张楼","160",0,"红色"]
[681,"成武县供电公司","城农供电所","文亭街道","110kV西洼站10kV0103新城2线","小张庄村配电室","200",0,"红色"]
[682,"成武县供电公司","城农供电所","文亭街道","10kV0117小工业线","张陈庄配变","200",0,"红色"]
[683,"成武县供电公司","城农供电所","文亭街道","10kV0116姚堂线","10kV0105仪凤2线王堂南台架变","400",0,"红色"]
[684,"成武县供电公司","城农供电所","文亭街道","110kV西洼站10kV0103新城2线","110kV西洼变电站10kV新城II线蓝水湾五期4#变压器","630",0,"红色"]
[685,"成武县供电公司","城农供电所","文亭街道","10kV0117小工业线","10kV004小工业线城关镇周店村3号周店西队排灌变压器（2016年一批）台架变","100",0,"红色"]
[686,"成武县供电公司","城农供电所","文亭街道","110kV西洼站10kV0103新城2线","碾道农业排灌","100",0,"红色"]
[687,"成武县供电公司","城农供电所","文亭街道","110kV西洼站10kV0104仪凤1线","翟楼南排灌（2016年排灌","200",0,"红色"]
[688,"成武县供电公司","城农供电所","文亭街道","110kV西洼站10kV0103新城2线","康楼农业排灌","100",0,"红色"]
[689,"成武县供电公司","城农供电所","文亭街道","110kV西洼站10kV0104仪凤1线","南张庄西南农业排灌","100",0,"红色"]
[690,"成武县供电公司","城农供电所","文亭街道","110kV西洼站10kV0104仪凤1线","赵庄农业东南","200",0,"红色"]
[691,"成武县供电公司","城农供电所","文亭街道","110kV西洼站10kV0104仪凤1线","南张庄东２号","400",0,"红色"]
[692,"成武县供电公司","城农供电所","文亭街道","10kV0120金庄线","西洼西井井通台架变","200",0,"红色"]
[693,"成武县供电公司","城农供电所","文亭街道","10kV0117小工业线","10kV004小工业线城关镇李洼村2号排灌变压器（2016年一批）台架变","200",0,"红色"]
[694,"成武县供电公司","城农供电所","文亭街道","10kV0117小工业线","李洼南1号农业排灌","100",0,"红色"]
[695,"成武县供电公司","城农供电所","文亭街道","110kV西洼站10kV0103新城2线","前堤农业排灌","200",0,"红色"]
[696,"成武县供电公司","城农供电所","文亭街道","110kV西洼站10kV0104仪凤1线","南张庄西农业排灌","100",0,"红色"]
[697,"成武县供电公司","城农供电所","文亭街道","110kV西洼站10kV0103新城2线","张楼西","200",0,"红色"]
[698,"成武县供电公司","城农供电所","文亭街道","10kV0117小工业线","蔺庄西","400",0,"红色"]
[699,"成武县供电公司","城农供电所","文亭街道","110kV西洼站10kV0103新城2线","潘庄东","315",0,"红色"]
[700,"成武县供电公司","城农供电所","文亭街道","10kV0116姚堂线","10kV0105仪凤2线田堌堆台架变","200",0,"红色"]
[701,"成武县供电公司","城农供电所","文亭街道","35kV九女站10kV九白线009间隔","10kV009九白线韩铺南台架变","200",0,"红色"]
[702,"成武县供电公司","城农供电所","文亭街道","10kV0116姚堂线","10kV仪凤2线曹庙台架变","200",0,"红色"]
[703,"成武县供电公司","城农供电所","文亭街道","110kV西洼站10kV0103新城2线","白庄西","200",0,"红色"]
[704,"成武县供电公司","城农供电所","文亭街道","110kV西洼站10kV0103新城2线","110kV西洼变电站10kV新城II线蓝水湾五期2#变压器","630",0,"红色"]
[705,"成武县供电公司","城农供电所","文亭街道","10kV0117小工业线","东张庄北1号排灌","100",0,"红色"]
[706,"成武县供电公司","城农供电所","文亭街道","10kV0116姚堂线","小桥3号农业排灌","200",0,"红色"]
[707,"成武县供电公司","城农供电所","文亭街道","110kV西洼站10kV0104仪凤1线","南张庄南农业排灌","200",0,"红色"]
[708,"成武县供电公司","城农供电所","文亭街道","10kV0116姚堂线","小桥2号北农业排灌","100",0,"红色"]
[709,"成武县供电公司","城农供电所","文亭街道","110kV西洼站10kV0104仪凤1线","赵庄农业东北","200",0,"红色"]
[710,"成武县供电公司","城农供电所","文亭街道","10kV0116姚堂线","姚堂农业排灌","100",0,"红色"]
[711,"成武县供电公司","城农供电所","文亭街道","110kV西洼站10kV0104仪凤1线","赵庄农业西南","100",0,"红色"]
[712,"成武县供电公司","城农供电所","文亭街道","110kV西洼站10kV0104仪凤1线","赵庄农业西北","200",0,"红色"]
[713,"成武县供电公司","城农供电所","文亭街道","110kV西洼站10kV0104仪凤1线","赵庄农业南","100",0,"红色"]
[714,"成武县供电公司","城农供电所","文亭街道","10kV0117小工业线","10kV004小工业线城关镇周店村1号周店东队排灌变压器（2016年一批）台架变","100",0,"红色"]
[715,"成武县供电公司","城农供电所","文亭街道","10kV0117小工业线","田楼排灌","200",0,"红色"]
[716,"成武县供电公司","城农供电所","文亭街道","10kV0117小工业线","10kV004小工业线城关镇周店村2号周店前队排灌变压器（2016年一批）台架变","200",0,"红色"]
[717,"成武县供电公司","城农供电所","文亭街道","10kV0117小工业线","蔺庄村1号排灌","100",0,"红色"]
[718,"成武县供电公司","城农供电所","文亭街道","10kV0116姚堂线","胡庄","200",0,"红色"]
[719,"成武县供电公司","城农供电所","文亭街道","10kV0117小工业线","10kV004小工业线周店北台架变","200",0,"红色"]
[720,"成武县供电公司","城农供电所","文亭街道","10kV0116姚堂线","王堂","200",0,"红色"]
[721,"成武县供电公司","城农供电所","文亭街道","110kV西洼站10kV0104仪凤1线","10kV0104仪凤1线赵庄3台架变","200",0,"红色"]
[722,"成武县供电公司","城农供电所","文亭街道","110kV西洼站10kV0104仪凤1线","李庄西","400",0,"红色"]
[723,"成武县供电公司","城农供电所","文亭街道","110kV西洼站10kV0103新城2线","翟楼2号","200",0,"红色"]
[724,"成武县供电公司","城农供电所","文亭街道","10kV0116姚堂线","小桥1号西南农业排灌","200",0,"红色"]
[725,"成武县供电公司","城农供电所","文亭街道","110kV西洼站10kV0104仪凤1线","赵庄2台架变","200",0,"红色"]
[726,"成武县供电公司","城农供电所","文亭街道","10kV0116姚堂线","泉林家园","200",0,"红色"]
[727,"成武县供电公司","城农供电所","文亭街道","110kV西洼站10kV0103新城2线","前堤东","200",0,"红色"]
[728,"成武县供电公司","城农供电所","文亭街道","110kV西洼站10kV0103新城2线","史桥","200",0,"红色"]
[729,"成武县供电公司","城农供电所","文亭街道","10kV0116姚堂线","10kV0105仪凤2线姚堂西台架变","400",0,"红色"]
[730,"成武县供电公司","城农供电所","文亭街道","35kV九女站10kV九白线009间隔","10kV009九白线韩铺北台架变","200",0,"红色"]
[731,"成武县供电公司","城农供电所","文亭街道","110kV西洼站10kV0103新城2线","康楼","200",0,"红色"]
[732,"成武县供电公司","城农供电所","文亭街道","110kV西洼站10kV0103新城2线","大张庄北","200",0,"红色"]
[733,"成武县供电公司","城农供电所","文亭街道","110kV西洼站10kV0104仪凤1线","李庄农业排灌","200",0,"红色"]
[734,"成武县供电公司","城农供电所","文亭街道","110kV西洼站10kV0103新城2线","翟楼北农业排灌","200",0,"红色"]
[735,"成武县供电公司","城农供电所","文亭街道","110kV西洼站10kV0103新城2线","蓝水湾风情街2#变","1600",0,"红色"]
[736,"成武县供电公司","城农供电所","文亭街道","10kV0117小工业线","邵庄2","200",0,"红色"]
[737,"成武县供电公司","城农供电所","文亭街道","10kV0117小工业线","周店1","400",0,"红色"]
[738,"成武县供电公司","城农供电所","文亭街道","110kV西洼站10kV0103新城2线","状元华府10#变","630",0,"红色"]
[739,"成武县供电公司","城农供电所","文亭街道","110kV西洼站10kV0105仪凤2线","状元华府3#变","630",0,"红色"]
[740,"成武县供电公司","城农供电所","文亭街道","110kV西洼站10kV0104仪凤1线","仪凤3期翟楼社区1号","800",0,"红色"]
[741,"成武县供电公司","城农供电所","文亭街道","110kV西洼站10kV0104仪凤1线","李庄北","200",0,"红色"]
[742,"成武县供电公司","城农供电所","文亭街道","110kV西洼站10kV0103新城2线","张庄","200",0,"红色"]
[743,"成武县供电公司","城农供电所","文亭街道","10kV0117小工业线","徐庄","200",0,"红色"]
[744,"成武县供电公司","城农供电所","文亭街道","110kV西洼站10kV0103新城2线","芭堤新村","100",0,"红色"]
[745,"成武县供电公司","城农供电所","文亭街道","110kV西洼站10kV0103新城2线","前堤","200",0,"红色"]
[746,"成武县供电公司","城农供电所","文亭街道","10kV0117小工业线","周店西村配电室","400",0,"红色"]
[747,"成武县供电公司","城农供电所","文亭街道","110kV西洼站10kV0103新城2线","潘庄","400",0,"红色"]
[748,"成武县供电公司","城农供电所","文亭街道","110kV西洼站10kV0104仪凤1线","翟楼农业1号农业排灌","200",0,"红色"]
[749,"成武县供电公司","城农供电所","文亭街道","110kV西洼站10kV0103新城2线","宋花园农业排灌","200",0,"红色"]
[750,"成武县供电公司","城农供电所","文亭街道","110kV西洼站10kV0104仪凤1线","南张庄南","200",0,"红色"]
[751,"成武县供电公司","城农供电所","文亭街道","10kV0116姚堂线","小桥东2号","200",0,"红色"]
[752,"成武县供电公司","城农供电所","文亭街道","110kV西洼站10kV0104仪凤1线","赵庄1变压器","400",0,"红色"]
[753,"成武县供电公司","城农供电所","文亭街道","110kV西洼站10kV0103新城2线","蓝水湾风情街1#变","1600",0,"红色"]
[754,"成武县供电公司","城农供电所","文亭街道","110kV西洼站10kV0105仪凤2线","蓝水湾四期4号变","800",0,"红色"]
[755,"成武县供电公司","城农供电所","文亭街道","110kV西洼站10kV0103新城2线","碾道","200",0,"红色"]
[756,"成武县供电公司","城农供电所","文亭街道","110kV西洼站10kV0103新城2线","大张庄","200",0,"红色"]
[757,"成武县供电公司","城农供电所","文亭街道","35kV九女站10kV九白线009间隔","韩铺东","200",0,"红色"]
[758,"成武县供电公司","城农供电所","文亭街道","110kV西洼站10kV0103新城2线","金庄","160",0,"红色"]
[759,"成武县供电公司","城农供电所","文亭街道","110kV西洼站10kV0103新城2线","孙庄","400",0,"红色"]
[760,"成武县供电公司","城农供电所","文亭街道","110kV西洼站10kV0103新城2线","王庄","200",0,"红色"]
[761,"成武县供电公司","城农供电所","文亭街道","110kV西洼站10kV0103新城2线","宋花园北","200",0,"红色"]
[762,"成武县供电公司","城农供电所","文亭街道","10kV0117小工业线","10kV004小工业线李洼北台架变","200",0,"红色"]
[763,"成武县供电公司","城农供电所","文亭街道","110kV西洼站10kV0103新城2线","东张楼西","200",0,"红色"]
[764,"成武县供电公司","城农供电所","文亭街道","10kV0116姚堂线","韩庄台架变","200",0,"红色"]
[765,"成武县供电公司","城农供电所","文亭街道","110kV西洼站10kV0104仪凤1线","南张庄东","200",0,"红色"]
[766,"成武县供电公司","城农供电所","文亭街道","110kV西洼站10kV0103新城2线","孙庄北","200",0,"红色"]
[767,"成武县供电公司","城农供电所","文亭街道","10kV0116姚堂线","10kV0105仪凤2线王堂北","200",0,"红色"]
[768,"成武县供电公司","城农供电所","文亭街道","110kV西洼站10kV0103新城2线","白庄南","200",0,"红色"]
[769,"成武县供电公司","城农供电所","文亭街道","110kV西洼站10kV0103新城2线","白庄北","200",0,"红色"]
[770,"成武县供电公司","城农供电所","文亭街道","110kV西洼站10kV0103新城2线","孙庄东","200",0,"红色"]
[771,"成武县供电公司","城农供电所","文亭街道","110kV西洼站10kV0105仪凤2线","蓝水湾四期2","630",0,"红色"]
[772,"成武县供电公司","城农供电所","文亭街道","110kV西洼站10kV0103新城2线","状元华府9#变","630",0,"红色"]
[773,"成武县供电公司","城农供电所","文亭街道","110kV西洼站10kV0105仪凤2线","蓝水湾四期5号变","800",0,"红色"]
[774,"成武县供电公司","城农供电所","文亭街道","110kV西洼站10kV0105仪凤2线","状元华府4#变","630",0,"红色"]
[775,"成武县供电公司","城农供电所","文亭街道","10kV0117小工业线","35kV周店变电站10kV004小工业线周店南变压器","200",0,"红色"]
[776,"成武县供电公司","城农供电所","文亭街道","110kV西洼站10kV0103新城2线","110kV西洼变电站10kV新城II线仪凤2期3号变","800",0,"红色"]
[777,"成武县供电公司","城农供电所","文亭街道","110kV西洼站10kV0105仪凤2线","仪凤2期4号变","630",0,"红色"]
[778,"成武县供电公司","城农供电所","文亭街道","110kV西洼站10kV0105仪凤2线","仪凤2期2号变","800",0,"红色"]
[779,"成武县供电公司","城农供电所","文亭街道","110kV西洼站10kV0105仪凤2线","仪凤2期6号变","800",0,"红色"]
[780,"成武县供电公司","城农供电所","文亭街道","110kV西洼站10kV0103新城2线","110kV西洼变电站10kV新城2线蓝水湾六期1号变","1250",0,"红色"]
[781,"成武县供电公司","城农供电所","文亭街道","10kV0117小工业线","110kV西洼变电站10kV0107小工业线周店新村","400",0,"红色"]
[782,"成武县供电公司","城农供电所","文亭街道","10kV0116姚堂线","奔马广场东","400",0,"红色"]
[783,"成武县供电公司","城农供电所","文亭街道","110kV西洼站10kV0105仪凤2线","蓝水湾御湖公馆2号","1000",0,"红色"]
[784,"成武县供电公司","城农供电所","文亭街道","110kV西洼站10kV0105仪凤2线","蓝水湾御湖公馆1号","630",0,"红色"]
[785,"成武县供电公司","城农供电所","文亭街道","110kV西洼站10kV0103新城2线","110kV西洼变电站10kV新城II线仪凤2期5号变","800",0,"红色"]
[786,"成武县供电公司","城农供电所","文亭街道","110kV西洼站10kV0103新城2线","110kV西洼变电站10kV新城II线仪凤2期7号变","800",0,"红色"]
[787,"成武县供电公司","城农供电所","文亭街道","10kV0116姚堂线","奔马广场中","630",0,"红色"]
[788,"成武县供电公司","城农供电所","文亭街道","10kV0116姚堂线","奔马广场西","400",0,"红色"]
[789,"成武县供电公司","城农供电所","文亭街道","110kV西洼站10kV0104仪凤1线","翟楼社区5号变箱式变","400",0,"红色"]
[790,"成武县供电公司","城农供电所","文亭街道","110kV西洼站10kV0105仪凤2线","翟楼社区4号变箱式变","630",0,"红色"]
[791,"成武县供电公司","城农供电所","文亭街道","10kV0117小工业线","文亭国际6号变","1250",0,"红色"]
[792,"成武县供电公司","城农供电所","文亭街道","10kV0116姚堂线","文亭国际1号变","1250",0,"红色"]
[793,"成武县供电公司","城农供电所","文亭街道","110kV西洼站10kV0103新城2线","潘庄北","400",0,"红色"]
[794,"成武县供电公司","城农供电所","文亭街道","110kV西洼站10kV0105仪凤2线","天玺城7号变箱式变","1250",0,"红色"]
[795,"成武县供电公司","城农供电所","文亭街道","110kV西洼站10kV0104仪凤1线","天玺城10号变箱式变","1250",0,"红色"]
[796,"成武县供电公司","城农供电所","文亭街道","110kV西洼站10kV0105仪凤2线","翟楼社区7号变箱式变1号配变","400",0,"红色"]
[797,"成武县供电公司","城农供电所","文亭街道","110kV西洼站10kV0104仪凤1线","翟楼社区8号变箱式变1号配变","400",0,"红色"]
[798,"成武县供电公司","城农供电所","文亭街道","110kV西洼站10kV0104仪凤1线","瑞景颐和2号变","1250",0,"红色"]
[799,"成武县供电公司","城农供电所","文亭街道","110kV西洼站10kV0105仪凤2线","瑞景颐和3号变","1250",0,"红色"]
[800,"成武县供电公司","城农供电所","文亭街道","110kV西洼站10kV0104仪凤1线","翟楼社区12号变","800",0,"红色"]
[801,"成武县供电公司","城农供电所","文亭街道","110kV西洼站10kV0105仪凤2线","翟楼社区10号变","800",0,"红色"]
[802,"成武县供电公司","城农供电所","文亭街道","110kV西洼站10kV0104仪凤1线","翟楼社区6号变箱式变","400",0,"红色"]
[803,"成武县供电公司","城农供电所","文亭街道","110kV西洼站10kV0104仪凤1线","伯爵华府2号变箱式变","800",0,"红色"]
[804,"成武县供电公司","城农供电所","文亭街道","110kV西洼站10kV0105仪凤2线","伯爵华府5号变箱式变","1000",0,"红色"]
[805,"成武县供电公司","城农供电所","文亭街道","110kV西洼站10kV0105仪凤2线","瑞景颐和1号变","1250",0,"红色"]
[806,"成武县供电公司","城农供电所","文亭街道","110kV西洼站10kV0104仪凤1线","瑞景颐和4号变","1250",0,"红色"]
[807,"成武县供电公司","城农供电所","文亭街道","110kV西洼站10kV0104仪凤1线","天玺城B区4号变箱式变1号配变","1250",0,"红色"]
[808,"成武县供电公司","城农供电所","文亭街道","110kV西洼站10kV0105仪凤2线","天玺城B区3号箱式变","1250",0,"红色"]
[809,"成武县供电公司","城农供电所","文亭街道","110kV西洼站10kV0104仪凤1线","翟楼社区2号变箱式变1号配变","400",0,"红色"]
[810,"成武县供电公司","城农供电所","文亭街道","110kV西洼站10kV0105仪凤2线","翟楼社区3号箱式变","400",0,"红色"]
[811,"成武县供电公司","城农供电所","文亭街道","10kV0116姚堂线","姚堂北","200",0,"红色"]
[812,"成武县供电公司","城农供电所","文亭街道","110kV西洼站10kV0105仪凤2线","状元华府公寓楼1号箱式变","630",0,"红色"]
[813,"成武县供电公司","城农供电所","文亭街道","110kV西洼站10kV0105仪凤2线","状元华府公寓楼2号变箱式变","630",0,"红色"]
[814,"成武县供电公司","城农供电所","文亭街道","110kV西洼站10kV0105仪凤2线","蓝水湾五期北配电室1号配变","500",0,"红色"]
[815,"成武县供电公司","汶上集供电所","汶上集镇","10kV0102徐庄线","35kV汶上站10kV徐庄线曾阁台架变","200",0,"红色"]
[816,"成武县供电公司","汶上集供电所","汶上集镇","10kV0102徐庄线","35kV汶上站10kV徐庄线蔡庄东台架变","400",0,"红色"]
[817,"成武县供电公司","汶上集供电所","汶上集镇","10kV0101常路口线","10kV0101常路口线后张庄台架变","200",0,"红色"]
[818,"成武县供电公司","汶上集供电所","汶上集镇","10kV0102徐庄线","35kV汶上站10kV0102徐庄线水陆店台架变","200",0,"红色"]
[819,"成武县供电公司","汶上集供电所","汶上集镇","10kV0102徐庄线","35kV汶上站10kV0102徐庄线陈阁台架变","200",0,"红色"]
[820,"成武县供电公司","汶上集供电所","汶上集镇","10kV0103刘楼线","35kV汶上站10kV刘楼线汶西八号台架变","200",0,"红色"]
[821,"成武县供电公司","汶上集供电所","汶上集镇","10kV0111汶东线","汶上站10kV0111汶东线汶东3号台架变","200",0,"红色"]
[822,"成武县供电公司","汶上集供电所","汶上集镇","10kV0111汶东线","汶上站10kV0111汶东线董楼北2号台架变","200",0,"红色"]
[823,"成武县供电公司","汶上集供电所","汶上集镇","10kV0101常路口线","35kV汶上站10kV常路口线刘阁东台架变","200",0,"红色"]
[824,"成武县供电公司","汶上集供电所","汶上集镇","10kV0103刘楼线","35kV汶上站10kV刘楼线大周东台架变","200",0,"红色"]
[825,"成武县供电公司","汶上集供电所","汶上集镇","10kV0103刘楼线","35kV汶上站10kV刘楼线牛张楼南台架变","200",0,"红色"]
[826,"成武县供电公司","汶上集供电所","汶上集镇","10kV0103刘楼线","35kV汶上站10kV刘楼线袁阁东1号台架变","200",0,"红色"]
[827,"成武县供电公司","汶上集供电所","汶上集镇","10kV0103刘楼线","35kV汶上站10kV刘楼线汶西五号台架变","400",0,"红色"]
[828,"成武县供电公司","汶上集供电所","汶上集镇","10kV0101常路口线","35kV汶上站10kV常路口线刘阁西台架变","200",0,"红色"]
[829,"成武县供电公司","汶上集供电所","汶上集镇","10kV0111汶东线","35kV汶上变电站10kV汶东线党楼台架变","200",0,"红色"]
[830,"成武县供电公司","汶上集供电所","汶上集镇","10kV0102徐庄线","35kV汶上站10kV徐庄线前赵庄台架变","200",0,"红色"]
[831,"成武县供电公司","汶上集供电所","汶上集镇","10kV0111汶东线","35kV汶上站10kV汶东线董楼北台架变","200",0,"红色"]
[832,"成武县供电公司","汶上集供电所","汶上集镇","10kV0108付谭线","35kV汶上站10kV付谭线马阁东台架变","200",0,"红色"]
[833,"成武县供电公司","汶上集供电所","汶上集镇","10kV0108付谭线","35kV汶上站10kV付谭线付谭东台架变","200",0,"红色"]
[834,"成武县供电公司","汶上集供电所","汶上集镇","10kV0111汶东线","35kV汶上站10kV汶东线汶南五号台架变","200",0,"红色"]
[835,"成武县供电公司","汶上集供电所","汶上集镇","10kV0102徐庄线","35kV汶上站10kV徐庄线王集台架变","200",0,"红色"]
[836,"成武县供电公司","汶上集供电所","汶上集镇","10kV0103刘楼线","35kV汶上站10kV刘楼线汶西3号台架变","200",0,"红色"]
[837,"成武县供电公司","汶上集供电所","汶上集镇","10kV0111汶东线","35kV汶上站10kV汶东线汶南六号台架变","200",0,"红色"]
[838,"成武县供电公司","汶上集供电所","汶上集镇","10kV0101常路口线","35kV汶上站10kV常路口线前张庄东台架变","200",0,"红色"]
[839,"成武县供电公司","汶上集供电所","汶上集镇","10kV0111汶东线","35kV汶上站10kV汶东线苏张庄广场二号台架变","400",0,"红色"]
[840,"成武县供电公司","汶上集供电所","汶上集镇","10kV0101常路口线","汶上站10kV0101常路口线杨楼东台架变","200",0,"红色"]
[841,"成武县供电公司","汶上集供电所","汶上集镇","10kV0111汶东线","10kV0111汶东线董楼西2号台架变","200",0,"红色"]
[842,"成武县供电公司","汶上集供电所","汶上集镇","10kV0111汶东线","万丽社区4号","1000",0,"红色"]
[843,"成武县供电公司","汶上集供电所","汶上集镇","10kV0111汶东线","万丽社区1号","1250",0,"红色"]
[844,"成武县供电公司","汶上集供电所","汶上集镇","10kV0111汶东线","万丽社区8号","1000",0,"红色"]
[845,"成武县供电公司","汶上集供电所","汶上集镇","10kV0111汶东线","万丽社区11号","1250",0,"红色"]
[846,"成武县供电公司","汶上集供电所","汶上集镇","10kV0111汶东线","万丽社区6号","1000",0,"红色"]
[847,"成武县供电公司","汶上集供电所","汶上集镇","10kV0102徐庄线","10kV0102徐庄线王集西2号台架变","200",0,"红色"]
[848,"成武县供电公司","汶上集供电所","汶上集镇","10kV0108付谭线","汶上站10kV0108付谭线马阁台架变","400",0,"红色"]
[849,"成武县供电公司","汶上集供电所","汶上集镇","10kV0101常路口线","35kV汶上站10kV常路口线牛老家台架变","200",0,"红色"]
[850,"成武县供电公司","汶上集供电所","汶上集镇","10kV0103刘楼线","35kV汶上站10kV刘楼线大周中台架变","200",0,"红色"]
[851,"成武县供电公司","汶上集供电所","汶上集镇","10kV0108付谭线","汶上站10kV0108付谭线马阁西台架变","400",0,"红色"]
[852,"成武县供电公司","汶上集供电所","汶上集镇","10kV0109袁堂线","10kV0109袁堂线丁古刘西2号台架变","200",0,"红色"]
[853,"成武县供电公司","汶上集供电所","汶上集镇","10kV0108付谭线","35kV汶上站10kV付谭线付谭五号台架变","200",0,"红色"]
[854,"成武县供电公司","汶上集供电所","汶上集镇","10kV0102徐庄线","10kV0102徐庄线宋彭庄2号台架变","315",0,"红色"]
[855,"成武县供电公司","汶上集供电所","汶上集镇","10kV0111汶东线","10kV0111汶东线政府五号台架变","400",0,"红色"]
[856,"成武县供电公司","汶上集供电所","汶上集镇","10kV0101常路口线","10kV0101常路口线杨楼2号台架变","400",0,"红色"]
[857,"成武县供电公司","汶上集供电所","汶上集镇","10kV0111汶东线","董楼西","200",0,"红色"]
[858,"成武县供电公司","汶上集供电所","汶上集镇","10kV0109袁堂线","10kV007袁堂线刘庄台架变","200",0,"红色"]
[859,"成武县供电公司","汶上集供电所","汶上集镇","10kV0102徐庄线","单王庄村配电室","200",0,"红色"]
[860,"成武县供电公司","汶上集供电所","汶上集镇","10kV0108付谭线","董庄","100",0,"红色"]
[861,"成武县供电公司","汶上集供电所","汶上集镇","10kV0108付谭线","申庙","200",0,"红色"]
[862,"成武县供电公司","汶上集供电所","汶上集镇","10kV0109袁堂线","牛张楼","200",0,"红色"]
[863,"成武县供电公司","汶上集供电所","汶上集镇","10kV0109袁堂线","袁堂","400",0,"红色"]
[864,"成武县供电公司","汶上集供电所","汶上集镇","10kV0111汶东线","10kV005汶东线汶东西#2台架变","200",0,"红色"]
[865,"成武县供电公司","汶上集供电所","汶上集镇","10kV0103刘楼线","汶西1#","200",0,"红色"]
[866,"成武县供电公司","汶上集供电所","汶上集镇","10kV0102徐庄线","长李庄村配电室","200",0,"红色"]
[867,"成武县供电公司","汶上集供电所","汶上集镇","10kV0111汶东线","董楼西#1","200",0,"红色"]
[868,"成武县供电公司","汶上集供电所","汶上集镇","10kV0111汶东线","政府","800",0,"红色"]
[869,"成武县供电公司","汶上集供电所","汶上集镇","10kV0111汶东线","汶上变电站10kV005汶东线汶北台架变","400",0,"红色"]
[870,"成武县供电公司","汶上集供电所","汶上集镇","10kV0108付谭线","10kV009付谭线付潭台架变","200",0,"红色"]
[871,"成武县供电公司","汶上集供电所","汶上集镇","10kV0101常路口线","牛老家东","200",0,"红色"]
[872,"成武县供电公司","汶上集供电所","汶上集镇","10kV0101常路口线","刘阁北","200",0,"红色"]
[873,"成武县供电公司","汶上集供电所","汶上集镇","10kV0109袁堂线","10kV007袁堂线张楼西1台架变","200",0,"红色"]
[874,"成武县供电公司","汶上集供电所","汶上集镇","10kV0102徐庄线","高庄","200",0,"红色"]
[875,"成武县供电公司","汶上集供电所","汶上集镇","10kV0111汶东线","10kV005汶东线崔庄东台架变","200",0,"红色"]
[876,"成武县供电公司","汶上集供电所","汶上集镇","10kV0111汶东线","10kV005汶东线汶上政府2号台架变","400",0,"红色"]
[877,"成武县供电公司","汶上集供电所","汶上集镇","10kV0102徐庄线","10kV006徐庄线陈阁2台架变","200",0,"红色"]
[878,"成武县供电公司","汶上集供电所","汶上集镇","10kV0102徐庄线","10kV006徐庄线水陆店北台架变","200",0,"红色"]
[879,"成武县供电公司","汶上集供电所","汶上集镇","10kV0103刘楼线","10kV007袁堂线袁阁东台架变","160",0,"红色"]
[880,"成武县供电公司","汶上集供电所","汶上集镇","10kV0111汶东线","汶上变电站10kV005汶东线汶南四号变压器","200",0,"红色"]
[881,"成武县供电公司","汶上集供电所","汶上集镇","10kV0102徐庄线","汶上变电站10kV006徐庄线姬楼西变压器","400",0,"红色"]
[882,"成武县供电公司","汶上集供电所","汶上集镇","10kV0102徐庄线","汶上变电站10kV006徐庄线单王庄西变压器","400",0,"红色"]
[883,"成武县供电公司","汶上集供电所","汶上集镇","10kV0102徐庄线","汶上变电站10kV006徐庄线单王庄东变压器","400",0,"红色"]
[884,"成武县供电公司","汶上集供电所","汶上集镇","10kV0102徐庄线","史庄东","200",0,"红色"]
[885,"成武县供电公司","汶上集供电所","汶上集镇","10kV0103刘楼线","苏张庄新村南","200",0,"红色"]
[886,"成武县供电公司","汶上集供电所","汶上集镇","10kV0111汶东线","35kV汶上变电站10kV005汶东线董楼后街东变压器","200",0,"红色"]
[887,"成武县供电公司","汶上集供电所","汶上集镇","10kV0102徐庄线","长李庄东","200",0,"红色"]
[888,"成武县供电公司","汶上集供电所","汶上集镇","10kV0102徐庄线","汶上变电站10kV006徐庄线王集高庄路口变压器","200",0,"红色"]
[889,"成武县供电公司","汶上集供电所","汶上集镇","10kV0108付谭线","汶上变电站10kV009付潭线付潭三号变压器","200",0,"红色"]
[890,"成武县供电公司","汶上集供电所","汶上集镇","10kV0108付谭线","汶上变电站10kV009付潭线付潭四号变压器","400",0,"红色"]
[891,"成武县供电公司","汶上集供电所","汶上集镇","10kV0109袁堂线","汶上变电站10kV007袁堂线刘庄西变压器","200",0,"红色"]
[892,"成武县供电公司","汶上集供电所","汶上集镇","10kV0111汶东线","35kV汶上站10kV005汶东线汶东村崔庄排灌台架变","100",0,"红色"]
[893,"成武县供电公司","汶上集供电所","汶上集镇","10kV0103刘楼线","汶上变电站10kV008刘楼线大周南变压器","200",0,"红色"]
[894,"成武县供电公司","汶上集供电所","汶上集镇","10kV0103刘楼线","汶上变电站10kV008刘楼线苏张庄新村东变压器","200",0,"红色"]
[895,"成武县供电公司","汶上集供电所","汶上集镇","10kV0103刘楼线","10kV008刘楼线大周北台架变","200",0,"红色"]
[896,"成武县供电公司","汶上集供电所","汶上集镇","10kV0109袁堂线","35kV汶上变电站10kV007袁堂线袁堂北#4变压器","400",0,"红色"]
[897,"成武县供电公司","汶上集供电所","汶上集镇","10kV0111汶东线","汶上变电站10kV005汶东线汶东西3号变压器","200",0,"红色"]
[898,"成武县供电公司","汶上集供电所","汶上集镇","10kV0108付谭线","汶上变电站10kV009付潭线申庙南变压器","200",0,"红色"]
[899,"成武县供电公司","汶上集供电所","汶上集镇","10kV0103刘楼线","汶上变电站10kV007袁堂线袁阁王楼变压器","200",0,"红色"]
[900,"成武县供电公司","汶上集供电所","汶上集镇","10kV0109袁堂线","袁堂3#","400",0,"红色"]
[901,"成武县供电公司","汶上集供电所","汶上集镇","10kV0102徐庄线","纪合寺后街","200",0,"红色"]
[902,"成武县供电公司","汶上集供电所","汶上集镇","10kV0103刘楼线","西周1#","400",0,"红色"]
[903,"成武县供电公司","汶上集供电所","汶上集镇","10kV0102徐庄线","10kV006徐庄线高庄2台架变","200",0,"红色"]
[904,"成武县供电公司","汶上集供电所","汶上集镇","10kV0108付谭线","10kV009付谭线玉帝庙2台架变","200",0,"红色"]
[905,"成武县供电公司","汶上集供电所","汶上集镇","10kV0103刘楼线","10kV007袁堂线王楼台变","200",0,"红色"]
[906,"成武县供电公司","汶上集供电所","汶上集镇","10kV0109袁堂线","张楼","200",0,"红色"]
[907,"成武县供电公司","汶上集供电所","汶上集镇","10kV0108付谭线","牛海","200",0,"红色"]
[908,"成武县供电公司","汶上集供电所","汶上集镇","10kV0103刘楼线","10kV008刘楼线大周西#1台架变","200",0,"红色"]
[909,"成武县供电公司","汶上集供电所","汶上集镇","10kV0102徐庄线","王集西","200",0,"红色"]
[910,"成武县供电公司","汶上集供电所","汶上集镇","10kV0102徐庄线","10kV006徐庄线长李庄北台架变","200",0,"红色"]
[911,"成武县供电公司","汶上集供电所","汶上集镇","10kV0102徐庄线","记河寺村配电室","200",0,"红色"]
[912,"成武县供电公司","汶上集供电所","汶上集镇","10kV0111汶东线","10kV005汶东线董楼东台架变","200",0,"红色"]
[913,"成武县供电公司","汶上集供电所","汶上集镇","10kV0109袁堂线","刘楼东","315",0,"红色"]
[914,"成武县供电公司","汶上集供电所","汶上集镇","10kV0111汶东线","35kV汶上站10kV005汶东线苏张庄村党楼5号排灌台架变","100",0,"红色"]
[915,"成武县供电公司","汶上集供电所","汶上集镇","10kV0111汶东线","35kV汶上站10kV005汶东线汶东村汶南排灌台架变","100",0,"红色"]
[916,"成武县供电公司","汶上集供电所","汶上集镇","10kV0109袁堂线","汶上变电站10kV0109袁堂线刘楼北中变压器","400",0,"红色"]
[917,"成武县供电公司","汶上集供电所","汶上集镇","10kV0102徐庄线","10kV006徐庄线蔡庄#2台架变","200",0,"红色"]
[918,"成武县供电公司","汶上集供电所","汶上集镇","10kV0103刘楼线","汶西2#","200",0,"红色"]
[919,"成武县供电公司","汶上集供电所","汶上集镇","10kV0102徐庄线","姬楼","200",0,"红色"]
[920,"成武县供电公司","汶上集供电所","汶上集镇","10kV0109袁堂线","小李庄","200",0,"红色"]
[921,"成武县供电公司","汶上集供电所","汶上集镇","10kV0109袁堂线","丁古刘东","200",0,"红色"]
[922,"成武县供电公司","汶上集供电所","汶上集镇","10kV0111汶东线","35kV汶上站10kV005汶东线苏张庄村党楼4号排灌台架变","100",0,"红色"]
[923,"成武县供电公司","汶上集供电所","汶上集镇","10kV0102徐庄线","汶上变电站10kV006徐庄线徐庄北变压器","200",0,"红色"]
[924,"成武县供电公司","汶上集供电所","汶上集镇","10kV0101常路口线","汶上变电站10kV004长路口线后张庄北2号变压器","200",0,"红色"]
[925,"成武县供电公司","汶上集供电所","汶上集镇","10kV0111汶东线","35kV汶上站10kV005汶东线苏张庄村党楼2号排灌台架变","100",0,"红色"]
[926,"成武县供电公司","汶上集供电所","汶上集镇","10kV0111汶东线","35kV汶上站10kV005汶东线苏张庄村党楼1号排灌台架变","100",0,"红色"]
[927,"成武县供电公司","汶上集供电所","汶上集镇","10kV0102徐庄线","王集东路口","200",0,"红色"]
[928,"成武县供电公司","汶上集供电所","汶上集镇","10kV0101常路口线","后张庄西","315",0,"红色"]
[929,"成武县供电公司","汶上集供电所","汶上集镇","10kV0102徐庄线","汶上变电站10kV006徐庄线姬楼东变压器","400",0,"红色"]
[930,"成武县供电公司","汶上集供电所","汶上集镇","10kV0102徐庄线","蔡庄中","200",0,"红色"]
[931,"成武县供电公司","汶上集供电所","汶上集镇","10kV0103刘楼线","10kV008刘楼线刘楼北（汶上）台架变","200",0,"红色"]
[932,"成武县供电公司","汶上集供电所","汶上集镇","10kV0111汶东线","10kV008刘楼线党楼桥台架变","200",0,"红色"]
[933,"成武县供电公司","汶上集供电所","汶上集镇","10kV0109袁堂线","10kV008刘楼线刘楼#3西台架变","200",0,"红色"]
[934,"成武县供电公司","汶上集供电所","汶上集镇","10kV0109袁堂线","10kV007袁堂线郭庄北台架变","200",0,"红色"]
[935,"成武县供电公司","汶上集供电所","汶上集镇","10kV0111汶东线","10kV008刘楼线党楼东台架变","200",0,"红色"]
[936,"成武县供电公司","汶上集供电所","汶上集镇","10kV0109袁堂线","袁堂2#","400",0,"红色"]
[937,"成武县供电公司","汶上集供电所","汶上集镇","10kV0102徐庄线","纪合寺2","200",0,"红色"]
[938,"成武县供电公司","汶上集供电所","汶上集镇","10kV0102徐庄线","10kV006徐庄线鲁集南台架变","200",0,"红色"]
[939,"成武县供电公司","汶上集供电所","汶上集镇","10kV0101常路口线","10kV004长路口线后张庄西二号台架变","400",0,"红色"]
[940,"成武县供电公司","汶上集供电所","汶上集镇","10kV0101常路口线","10kV004长路口线后张庄北（汶上）台架变","200",0,"红色"]
[941,"成武县供电公司","汶上集供电所","汶上集镇","10kV0111汶东线","汶南府东小区","200",0,"红色"]
[942,"成武县供电公司","汶上集供电所","汶上集镇","10kV0108付谭线","牛海后街东","200",0,"红色"]
[943,"成武县供电公司","汶上集供电所","汶上集镇","10kV0103刘楼线","10kV008刘楼线刘楼南（汶上）台 架变","200",0,"红色"]
[944,"成武县供电公司","汶上集供电所","汶上集镇","10kV0103刘楼线","袁阁","400",0,"红色"]
[945,"成武县供电公司","汶上集供电所","汶上集镇","10kV0111汶东线","10kV汶东线得成（汶中）","200",0,"红色"]
[946,"成武县供电公司","汶上集供电所","汶上集镇","10kV0102徐庄线","10kV006徐庄线楚楼北台架变","200",0,"红色"]
[947,"成武县供电公司","汶上集供电所","汶上集镇","10kV0109袁堂线","10kV007袁堂线小王楼台架变","200",0,"红色"]
[948,"成武县供电公司","汶上集供电所","汶上集镇","10kV0101常路口线","刘阁赵庄","200",0,"红色"]
[949,"成武县供电公司","汶上集供电所","汶上集镇","10kV0102徐庄线","楚楼","200",0,"红色"]
[950,"成武县供电公司","汶上集供电所","汶上集镇","10kV0102徐庄线","陈朱楼","200",0,"红色"]
[951,"成武县供电公司","汶上集供电所","汶上集镇","10kV0111汶东线","10kV005汶东线苏张庄北台架变","200",0,"红色"]
[952,"成武县供电公司","汶上集供电所","汶上集镇","10kV0101常路口线","牛老家中","200",0,"红色"]
[953,"成武县供电公司","汶上集供电所","汶上集镇","10kV0102徐庄线","孔楼村配电室","200",0,"红色"]
[954,"成武县供电公司","汶上集供电所","汶上集镇","10kV0103刘楼线","西周","200",0,"红色"]
[955,"成武县供电公司","汶上集供电所","汶上集镇","10kV0108付谭线","付谭2#","200",0,"红色"]
[956,"成武县供电公司","汶上集供电所","汶上集镇","10kV0111汶东线","汶南","400",0,"红色"]
[957,"成武县供电公司","汶上集供电所","汶上集镇","10kV0102徐庄线","10kV006徐庄陈朱楼北台架变","200",0,"红色"]
[958,"成武县供电公司","汶上集供电所","汶上集镇","10kV0109袁堂线","10kV007袁堂线牛张楼东台架变","200",0,"红色"]
[959,"成武县供电公司","汶上集供电所","汶上集镇","10kV0103刘楼线","汶西四号","400",0,"红色"]
[960,"成武县供电公司","汶上集供电所","汶上集镇","10kV0102徐庄线","前赵庄东","200",0,"红色"]
[961,"成武县供电公司","汶上集供电所","汶上集镇","10kV0108付谭线","董庄2","200",0,"红色"]
[962,"成武县供电公司","汶上集供电所","汶上集镇","10kV0111汶东线","10kV005汶东线汶南2号台架变","200",0,"红色"]
[963,"成武县供电公司","汶上集供电所","汶上集镇","10kV0101常路口线","牛老家西","200",0,"红色"]
[964,"成武县供电公司","汶上集供电所","汶上集镇","10kV0109袁堂线","汶上站10kV0111汶东线汶北#2台架变","200",0,"红色"]
[965,"成武县供电公司","汶上集供电所","汶上集镇","10kV0111汶东线","10kV005汶东线汶南北台架变","200",0,"红色"]
[966,"成武县供电公司","汶上集供电所","汶上集镇","10kV0101常路口线","前张庄","200",0,"红色"]
[967,"成武县供电公司","汶上集供电所","汶上集镇","10kV0103刘楼线","苏张庄新村","200",0,"红色"]
[968,"成武县供电公司","汶上集供电所","汶上集镇","10kV0102徐庄线","10kV006徐庄线后赵庄台架变","160",0,"红色"]
[969,"成武县供电公司","汶上集供电所","汶上集镇","10kV0103刘楼线","汶东","160",0,"红色"]
[970,"成武县供电公司","汶上集供电所","汶上集镇","10kV0111汶东线","汶南新街北","400",0,"红色"]
[971,"成武县供电公司","汶上集供电所","汶上集镇","10kV0111汶东线","35kV汶上站10kV005汶东线苏张庄村党楼3号排灌台架变","100",0,"红色"]
[972,"成武县供电公司","汶上集供电所","汶上集镇","10kV0111汶东线","35kV汶上站10kV005汶东线苏张庄村党楼6号排灌台架变","100",0,"红色"]
[973,"成武县供电公司","汶上集供电所","汶上集镇","10kV0109袁堂线","汶上变电站10kV0109袁堂线刘楼北西变压器","200",0,"红色"]
[974,"成武县供电公司","汶上集供电所","汶上集镇","10kV0101常路口线","10kV004长路口线刘阁村7号台架变","200",0,"红色"]
[975,"成武县供电公司","汶上集供电所","汶上集镇","10kV0108付谭线","汶上变电站10kV009付潭线牛海后街西变压器","200",0,"红色"]
[976,"成武县供电公司","汶上集供电所","汶上集镇","10kV0102徐庄线","汶上变电站10kV006徐庄线高庄东变压器","200",0,"红色"]
[977,"成武县供电公司","汶上集供电所","汶上集镇","10kV0101常路口线","10kV004长路口线刘阁村1号台架变","100",0,"红色"]
[978,"成武县供电公司","汶上集供电所","汶上集镇","10kV0101常路口线","10kV004长路口线刘阁村3号台架变","200",0,"红色"]
[979,"成武县供电公司","汶上集供电所","汶上集镇","10kV0101常路口线","10kV004长路口线刘阁村6号台架变","200",0,"红色"]
[980,"成武县供电公司","汶上集供电所","汶上集镇","10kV0109袁堂线","丁古刘","200",0,"红色"]
[981,"成武县供电公司","汶上集供电所","汶上集镇","10kV0101常路口线","赵庄新村","200",0,"红色"]
[982,"成武县供电公司","汶上集供电所","汶上集镇","10kV0111汶东线","苏张庄东","400",0,"红色"]
[983,"成武县供电公司","汶上集供电所","汶上集镇","10kV0102徐庄线","徐庄","200",0,"红色"]
[984,"成武县供电公司","汶上集供电所","汶上集镇","10kV0103刘楼线","大周东1","200",0,"红色"]
[985,"成武县供电公司","汶上集供电所","汶上集镇","10kV0108付谭线","10kV009付谭线申庙北台架变","200",0,"红色"]
[986,"成武县供电公司","汶上集供电所","汶上集镇","10kV0101常路口线","杨楼","160",0,"红色"]
[987,"成武县供电公司","汶上集供电所","汶上集镇","10kV0102徐庄线","宋彭庄","200",0,"红色"]
[988,"成武县供电公司","汶上集供电所","汶上集镇","10kV0101常路口线","牛双楼西","200",0,"红色"]
[989,"成武县供电公司","汶上集供电所","汶上集镇","10kV0109袁堂线","10kV007袁堂线丁古刘西台架变","400",0,"红色"]
[990,"成武县供电公司","汶上集供电所","汶上集镇","10kV0111汶东线","10kV005汶东线汶西3号台架变","200",0,"红色"]
[991,"成武县供电公司","汶上集供电所","汶上集镇","10kV0111汶东线","董楼东#1","200",0,"红色"]
[992,"成武县供电公司","汶上集供电所","汶上集镇","10kV0102徐庄线","鲁集","200",0,"红色"]
[993,"成武县供电公司","汶上集供电所","汶上集镇","10kV0102徐庄线","10kV006徐庄线姬楼2号台架变","200",0,"红色"]
[994,"成武县供电公司","汶上集供电所","汶上集镇","10kV0102徐庄线","单王庄2号","200",0,"红色"]
[995,"成武县供电公司","汶上集供电所","汶上集镇","10kV0108付谭线","10kV009付谭线牛海#2台架变","200",0,"红色"]
[996,"成武县供电公司","汶上集供电所","汶上集镇","10kV0102徐庄线","王集学校北","400",0,"红色"]
[997,"成武县供电公司","汶上集供电所","汶上集镇","10kV0101常路口线","牛老家西2号","200",0,"红色"]
[998,"成武县供电公司","汶上集供电所","汶上集镇","10kV0111汶东线","35kV汶上站10kV005汶东线苏张庄村党楼7号排灌台架变","200",0,"红色"]
[999,"成武县供电公司","汶上集供电所","汶上集镇","10kV0111汶东线","35kV汶上站10kV005汶东线苏张庄村苏张庄1号排灌台架变","100",0,"红色"]
[1000,"成武县供电公司","汶上集供电所","汶上集镇","10kV0108付谭线","马阁西路口","200",0,"红色"]
[1001,"成武县供电公司","汶上集供电所","汶上集镇","10kV0101常路口线","10kV004长路口线刘阁村5号台架变","200",0,"红色"]
[1002,"成武县供电公司","汶上集供电所","汶上集镇","10kV0102徐庄线","汶上变电站10kV006徐庄线史庄东1号变压器","200",0,"红色"]
[1003,"成武县供电公司","汶上集供电所","汶上集镇","10kV0102徐庄线","汶上变电站10kV006徐庄线史庄南变压器","200",0,"红色"]
[1004,"成武县供电公司","汶上集供电所","汶上集镇","10kV0102徐庄线","汶上变电站10kV006徐庄线高庄南变压器","200",0,"红色"]
[1005,"成武县供电公司","汶上集供电所","汶上集镇","10kV0101常路口线","10kV004长路口线刘阁村4号台架变","400",0,"红色"]
[1006,"成武县供电公司","汶上集供电所","汶上集镇","10kV0109袁堂线","汶上变电站10kV007袁堂线汶东北变压器","200",0,"红色"]
[1007,"成武县供电公司","汶上集供电所","汶上集镇","10kV0109袁堂线","汶上变电站10kV007袁堂线丁古刘南变压器","200",0,"红色"]
[1008,"成武县供电公司","汶上集供电所","汶上集镇","10kV0101常路口线","汶上变电站10kV004长路口线刘阁八队变压器","200",0,"红色"]
[1009,"成武县供电公司","汶上集供电所","汶上集镇","10kV0101常路口线","汶上变电站10kV004长路口线刘阁五队变压器","200",0,"红色"]
[1010,"成武县供电公司","汶上集供电所","汶上集镇","10kV0102徐庄线","汶上变电站10kV006徐庄线陈阁中变压器","200",0,"红色"]
[1011,"成武县供电公司","汶上集供电所","汶上集镇","10kV0101常路口线","汶上变电站10kV004长路口线杨楼南变压器","200",0,"红色"]
[1012,"成武县供电公司","汶上集供电所","汶上集镇","10kV0101常路口线","10kV004长路口线刘西湖台架变","200",0,"红色"]
[1013,"成武县供电公司","汶上集供电所","汶上集镇","10kV0102徐庄线","史庄2号","100",0,"红色"]
[1014,"成武县供电公司","汶上集供电所","汶上集镇","10kV0103刘楼线","10kV008刘楼线西周中台架变","200",0,"红色"]
[1015,"成武县供电公司","汶上集供电所","汶上集镇","10kV0102徐庄线","10kV006徐庄线长李庄南台架变","200",0,"红色"]
[1016,"成武县供电公司","汶上集供电所","汶上集镇","10kV0111汶东线","10kV008刘楼线党楼西台架变","200",0,"红色"]
[1017,"成武县供电公司","汶上集供电所","汶上集镇","10kV0101常路口线","长路口村配电室","200",0,"红色"]
[1018,"成武县供电公司","汶上集供电所","汶上集镇","10kV0109袁堂线","汶东西","600",0,"红色"]
[1019,"成武县供电公司","汶上集供电所","汶上集镇","10kV0109袁堂线","10kV007袁堂线刘楼#2东台架变","200",0,"红色"]
[1020,"成武县供电公司","汶上集供电所","汶上集镇","10kV0102徐庄线","10kV006徐庄线史庄1号台架变","200",0,"红色"]
[1021,"成武县供电公司","汶上集供电所","汶上集镇","10kV0111汶东线","汶南3号","315",0,"红色"]
[1022,"成武县供电公司","汶上集供电所","汶上集镇","10kV0111汶东线","汶东#2","315",0,"红色"]
[1023,"成武县供电公司","汶上集供电所","汶上集镇","10kV0102徐庄线","房庄村配电室","200",0,"红色"]
[1024,"成武县供电公司","汶上集供电所","汶上集镇","10kV0109袁堂线","汶上变电站10kV007袁堂线丁古刘北变压器","200",0,"红色"]
[1025,"成武县供电公司","汶上集供电所","汶上集镇","10kV0103刘楼线","汶上变电站10kV008刘楼线汶西6号变压器","200",0,"红色"]
[1026,"成武县供电公司","汶上集供电所","汶上集镇","10kV0101常路口线","汶上变电站10kV004长路口线刘阁七队变压器","200",0,"红色"]
[1027,"成武县供电公司","汶上集供电所","汶上集镇","10kV0101常路口线","10kV004长路口线刘阁村2号台架变","200",0,"红色"]
[1028,"成武县供电公司","汶上集供电所","汶上集镇","10kV0103刘楼线","汶上变电站10kV007袁堂线袁阁东2号变压器","200",0,"红色"]
[1029,"成武县供电公司","汶上集供电所","汶上集镇","10kV0109袁堂线","汶上变电站10kV007袁堂线袁堂王楼西变压器","200",0,"红色"]
[1030,"成武县供电公司","汶上集供电所","汶上集镇","10kV0102徐庄线","汶上变电站10kV006徐庄线王集东2号变压器","200",0,"红色"]
[1031,"成武县供电公司","汶上集供电所","汶上集镇","10kV0111汶东线","苏张庄广场","400",0,"红色"]
[1032,"成武县供电公司","汶上集供电所","汶上集镇","10kV0103刘楼线","苏张庄新村北","200",0,"红色"]
[1033,"成武县供电公司","汶上集供电所","汶上集镇","10kV0111汶东线","35kV汶上变电站10kV005汶东线鹿堂新村变压器","200",0,"红色"]
[1034,"成武县供电公司","汶上集供电所","汶上集镇","10kV0101常路口线","汶上变电站10kV004长路口线前张庄南变压器","200",0,"红色"]
[1035,"成武县供电公司","汶上集供电所","汶上集镇","10kV0103刘楼线","汶西新路口","200",0,"红色"]
[1036,"成武县供电公司","汶上集供电所","汶上集镇","10kV0102徐庄线","35kV汶上变电站10kV006徐庄线鲁集中台架变","400",0,"红色"]
[1037,"成武县供电公司","汶上集供电所","汶上集镇","10kV0102徐庄线","35kV汶上变电站10kV006徐庄线宋彭庄东台架变","400",0,"红色"]
[1038,"成武县供电公司","汶上集供电所","汶上集镇","10kV0111汶东线","汶上变电站10kV0111汶东线政府3号台架变","400",0,"红色"]
[1039,"成武县供电公司","汶上集供电所","汶上集镇","10kV0102徐庄线","35kV汶上变电站10kV006徐庄线宋彭庄北台架变","400",0,"红色"]
[1040,"成武县供电公司","汶上集供电所","汶上集镇","10kV0109袁堂线","35kV汶上变电站10kV007袁堂线丁古刘北西台架变","200",0,"红色"]
[1041,"成武县供电公司","汶上集供电所","汶上集镇","10kV0102徐庄线","10kV006徐庄线蔡庄南台架变","200",0,"红色"]
[1042,"成武县供电公司","汶上集供电所","汶上集镇","10kV0101常路口线","汶上站10kV0101常路口线牛老家北台架变","400",0,"红色"]
[1043,"成武县供电公司","汶上集供电所","汶上集镇","10kV0102徐庄线","汶上站10kV0102徐庄线王集东台架变","400",0,"红色"]
[1044,"成武县供电公司","汶上集供电所","汶上集镇","10kV0111汶东线","10kV0111汶东线崔庄配电室1号配变","160",0,"红色"]
[1045,"成武县供电公司","汶上集供电所","汶上集镇","10kV0111汶东线","汶上站10kV0111汶东线苏张庄台架变","400",0,"红色"]
[1046,"成武县供电公司","汶上集供电所","汶上集镇","10kV0101常路口线","汶上站10kV0101常路口线后张庄南台架变","400",0,"红色"]
[1047,"成武县供电公司","汶上集供电所","汶上集镇","10kV0103刘楼线","汶上站10kV0103刘楼汶西#2南台架变","400",0,"红色"]
[1048,"成武县供电公司","汶上集供电所","汶上集镇","10kV0111汶东线","10kV005汶东线汶北1台架变","400",0,"红色"]
[1049,"成武县供电公司","汶上集供电所","汶上集镇","10kV0111汶东线","10kV0111汶东线汶南新街南台架变","200",0,"红色"]
[1050,"成武县供电公司","汶上集供电所","汶上集镇","10kV0101常路口线","10kV0101长路口牛老家西3号台架变","200",0,"红色"]
[1051,"成武县供电公司","汶上集供电所","汶上集镇","10kV0103刘楼线","汶上变电站10kV0103刘楼线汶西7号台架变","200",0,"红色"]
[1052,"成武县供电公司","汶上集供电所","汶上集镇","10kV0108付谭线","10kV0108付谭线董庄东台架变柱上变","200",0,"红色"]
[1053,"成武县供电公司","汶上集供电所","汶上集镇","10kV0111汶东线","10kV0111汶东线汶馨家苑南台架变柱上变","400",0,"红色"]
[1054,"成武县供电公司","汶上集供电所","汶上集镇","10kV0111汶东线","10kV0111汶东线汶馨家苑北台架变","400",0,"红色"]
[1055,"成武县供电公司","汶上集供电所","汶上集镇","10kV0111汶东线","10kV0111汶东线政府四号台架变","400",0,"红色"]
[1056,"成武县供电公司","伯乐集供电所","伯乐集镇","10kV0105姜庄线","10kV0105姜庄线苗庄柱上变","200",0,"红色"]
[1057,"成武县供电公司","伯乐集供电所","伯乐集镇","10kV0109秦铺线","35kV伯乐站10kV0109秦铺线前郭柱上变","200",0,"红色"]
[1058,"成武县供电公司","伯乐集供电所","伯乐集镇","10kV0111西袁庄线","10kV0111西袁庄线扬楼柱上变","200",0,"红色"]
[1059,"成武县供电公司","伯乐集供电所","伯乐集镇","10kV008巩庄线","10kV008巩庄线郑庄柱上变","200",0,"红色"]
[1060,"成武县供电公司","伯乐集供电所","伯乐集镇","10kV0111西袁庄线","10kV0111西袁庄线庞楼南柱上变","200",0,"红色"]
[1061,"成武县供电公司","伯乐集供电所","伯乐集镇","10kV006祝庄线","10kV006祝庄线杨庄柱上变","200",0,"红色"]
[1062,"成武县供电公司","伯乐集供电所","伯乐集镇","10kV008巩庄线","10kV0112王楼线陈娄西柱上变","200",0,"红色"]
[1063,"成武县供电公司","伯乐集供电所","伯乐集镇","10kV009徐海线","玉皇庙学校柱上变","400",0,"红色"]
[1064,"成武县供电公司","伯乐集供电所","伯乐集镇","10kV009徐海线","后郭庄柱上变","400",0,"红色"]
[1065,"成武县供电公司","伯乐集供电所","伯乐集镇","10kV009徐海线","郭东","200",0,"红色"]
[1066,"成武县供电公司","伯乐集供电所","伯乐集镇","10kV0111西袁庄线","35kV伯乐变电站10kV西袁庄线邓楼台架变","200",0,"红色"]
[1067,"成武县供电公司","伯乐集供电所","伯乐集镇","10kV0109秦铺线","10kV0109秦铺线秦铺南1台架变","200",0,"红色"]
[1068,"成武县供电公司","伯乐集供电所","伯乐集镇","10kV009徐海线","邱海西","100",0,"红色"]
[1069,"成武县供电公司","伯乐集供电所","伯乐集镇","10kV009徐海线","10kV009徐海线玉皇庙中台架变","200",0,"红色"]
[1070,"成武县供电公司","伯乐集供电所","伯乐集镇","10kV006祝庄线","李庄","200",0,"红色"]
[1071,"成武县供电公司","伯乐集供电所","伯乐集镇","10kV0111西袁庄线","扬庄","200",0,"红色"]
[1072,"成武县供电公司","伯乐集供电所","伯乐集镇","10kV009徐海线","童庙","200",0,"红色"]
[1073,"成武县供电公司","伯乐集供电所","伯乐集镇","10kV0112王楼线","35kV伯乐变电站10kV0112王楼线伯乐4号台架变","400",0,"红色"]
[1074,"成武县供电公司","伯乐集供电所","伯乐集镇","10kV0111西袁庄线","10kV0111西袁庄线庞楼东台架变","200",0,"红色"]
[1075,"成武县供电公司","伯乐集供电所","伯乐集镇","10kV0111西袁庄线","10kV0111西袁庄线庞楼西台架变","200",0,"红色"]
[1076,"成武县供电公司","伯乐集供电所","伯乐集镇","10kV0107肖楼线","伯张庄北","200",0,"红色"]
[1077,"成武县供电公司","伯乐集供电所","伯乐集镇","10kV0111西袁庄线","10kV0111西袁庄线祝小楼柱上变","400",0,"红色"]
[1078,"成武县供电公司","伯乐集供电所","伯乐集镇","10kV009徐海线","玉皇庙","400",0,"红色"]
[1079,"成武县供电公司","伯乐集供电所","伯乐集镇","10kV009徐海线","华西","400",0,"红色"]
[1080,"成武县供电公司","伯乐集供电所","伯乐集镇","10kV009徐海线","邱海东","160",0,"红色"]
[1081,"成武县供电公司","伯乐集供电所","伯乐集镇","10kV009徐海线","路庄","200",0,"红色"]
[1082,"成武县供电公司","伯乐集供电所","伯乐集镇","10kV0107肖楼线","10kV0107肖楼线瓜里庄后东台架变","200",0,"红色"]
[1083,"成武县供电公司","伯乐集供电所","伯乐集镇","10kV006祝庄线","东祝庄西","200",0,"红色"]
[1084,"成武县供电公司","伯乐集供电所","伯乐集镇","10kV0109秦铺线","南邵庄","400",0,"红色"]
[1085,"成武县供电公司","伯乐集供电所","伯乐集镇","10kV009徐海线","林河集","200",0,"红色"]
[1086,"成武县供电公司","伯乐集供电所","伯乐集镇","10kV0111西袁庄线","尚庄","200",0,"红色"]
[1087,"成武县供电公司","伯乐集供电所","伯乐集镇","10kV0109秦铺线","10kV0109秦铺线前郭南台架变","200",0,"红色"]
[1088,"成武县供电公司","伯乐集供电所","伯乐集镇","10kV008巩庄线","史楼南","200",0,"红色"]
[1089,"成武县供电公司","伯乐集供电所","伯乐集镇","10kV0105姜庄线","姜庄西","200",0,"红色"]
[1090,"成武县供电公司","伯乐集供电所","伯乐集镇","10kV009徐海线","冷庄","200",0,"红色"]
[1091,"成武县供电公司","伯乐集供电所","伯乐集镇","10kV0107肖楼线","10kV0107肖楼线瓜里庄西台架变","200",0,"红色"]
[1092,"成武县供电公司","伯乐集供电所","伯乐集镇","10kV0111西袁庄线","西袁庄","200",0,"红色"]
[1093,"成武县供电公司","伯乐集供电所","伯乐集镇","10kV006祝庄线","东祝庄","200",0,"红色"]
[1094,"成武县供电公司","伯乐集供电所","伯乐集镇","10kV009徐海线","大吴楼","200",0,"红色"]
[1095,"成武县供电公司","伯乐集供电所","伯乐集镇","10kV008巩庄线","王庙","200",0,"红色"]
[1096,"成武县供电公司","伯乐集供电所","伯乐集镇","10kV0109秦铺线","10kV0105姜庄线邵菜园东台架变","200",0,"红色"]
[1097,"成武县供电公司","伯乐集供电所","伯乐集镇","10kV009徐海线","南院南","200",0,"红色"]
[1098,"成武县供电公司","伯乐集供电所","伯乐集镇","10kV009徐海线","邱海中","200",0,"红色"]
[1099,"成武县供电公司","伯乐集供电所","伯乐集镇","10kV0109秦铺线","10kV0109秦铺线邵楼北台架变","200",0,"红色"]
[1100,"成武县供电公司","伯乐集供电所","伯乐集镇","10kV009徐海线","郭东北","200",0,"红色"]
[1101,"成武县供电公司","伯乐集供电所","伯乐集镇","10kV009徐海线","岗子南","200",0,"红色"]
[1102,"成武县供电公司","伯乐集供电所","伯乐集镇","10kV0112王楼线","35kV伯乐变电站10kV0112王楼线杨陈庄东新变压器","200",0,"红色"]
[1103,"成武县供电公司","伯乐集供电所","伯乐集镇","10kV0112王楼线","35kV伯乐变电站10kV0112王楼线田楼2队变压器","200",0,"红色"]
[1104,"成武县供电公司","伯乐集供电所","伯乐集镇","10kV0112王楼线","35kV伯乐变电站10kV0112王楼线田楼张庄变压器","200",0,"红色"]
[1105,"成武县供电公司","伯乐集供电所","伯乐集镇","10kV0105姜庄线","姜庄2#","200",0,"红色"]
[1106,"成武县供电公司","伯乐集供电所","伯乐集镇","10kV0111西袁庄线","35kV伯乐站10kV西袁庄线刘楼杨庄#3变压器","200",0,"红色"]
[1107,"成武县供电公司","伯乐集供电所","伯乐集镇","10kV009徐海线","西祝庄东400","400",0,"红色"]
[1108,"成武县供电公司","伯乐集供电所","伯乐集镇","10kV0111西袁庄线","10kV0111西袁庄线杨楼西南台架变","200",0,"红色"]
[1109,"成武县供电公司","伯乐集供电所","伯乐集镇","10kV0111西袁庄线","35kV伯乐站10kV西袁庄线周庄刘楼南变压器","200",0,"红色"]
[1110,"成武县供电公司","伯乐集供电所","伯乐集镇","10kV0107肖楼线","10kV0107肖楼线马楼西","200",0,"红色"]
[1111,"成武县供电公司","伯乐集供电所","伯乐集镇","10kV0112王楼线","伯乐6","200",0,"红色"]
[1112,"成武县供电公司","伯乐集供电所","伯乐集镇","10kV006祝庄线","西杨庄北台","200",0,"红色"]
[1113,"成武县供电公司","伯乐集供电所","伯乐集镇","10kV006祝庄线","35kV宝峰变电站10kV006祝庄线张庄变压器","400",0,"红色"]
[1114,"成武县供电公司","伯乐集供电所","伯乐集镇","10kV0112王楼线","10kV0112王楼线杨陈庄3号台架变","200",0,"红色"]
[1115,"成武县供电公司","伯乐集供电所","伯乐集镇","10kV0111西袁庄线","10kV0111西袁庄线伯乐镇祝小楼1号排灌变压器（2017年）台架变","200",0,"红色"]
[1116,"成武县供电公司","伯乐集供电所","伯乐集镇","10kV0112王楼线","35kV伯乐站10kV0111王楼线伯乐8号台架变","400",0,"红色"]
[1117,"成武县供电公司","伯乐集供电所","伯乐集镇","10kV0109秦铺线","10kV0109秦铺线秦铺小庄台架变","200",0,"红色"]
[1118,"成武县供电公司","伯乐集供电所","伯乐集镇","10kV009徐海线","东祝楼东400","400",0,"红色"]
[1119,"成武县供电公司","伯乐集供电所","伯乐集镇","10kV0109秦铺线","10kV0109秦铺线邵菜园西北台架变","200",0,"红色"]
[1120,"成武县供电公司","伯乐集供电所","伯乐集镇","10kV0107肖楼线","邢楼刘庄南","200",0,"红色"]
[1121,"成武县供电公司","伯乐集供电所","伯乐集镇","10kV0111西袁庄线","10kV0111西袁庄线尚庄#7柱上变","400",0,"红色"]
[1122,"成武县供电公司","伯乐集供电所","伯乐集镇","10kV009徐海线","35kV宝峰变电站10kV009徐海线马寺变压器","200",0,"红色"]
[1123,"成武县供电公司","伯乐集供电所","伯乐集镇","10kV009徐海线","田庄北","200",0,"红色"]
[1124,"成武县供电公司","伯乐集供电所","伯乐集镇","10kV0111西袁庄线","朱庄","200",0,"红色"]
[1125,"成武县供电公司","伯乐集供电所","伯乐集镇","10kV009徐海线","35kV宝峰变电站10kV009徐海线秦田庄变压器","200",0,"红色"]
[1126,"成武县供电公司","伯乐集供电所","伯乐集镇","10kV0105姜庄线","姜庄","200",0,"红色"]
[1127,"成武县供电公司","伯乐集供电所","伯乐集镇","10kV0107肖楼线","10kV0107肖楼线邢楼刘庄台架变","200",0,"红色"]
[1128,"成武县供电公司","伯乐集供电所","伯乐集镇","10kV0111西袁庄线","10kV0111西袁庄线郭楼东台架变","200",0,"红色"]
[1129,"成武县供电公司","伯乐集供电所","伯乐集镇","10kV006祝庄线","西丁楼","200",0,"红色"]
[1130,"成武县供电公司","伯乐集供电所","伯乐集镇","10kV0109秦铺线","10kV0109秦铺线西宋庄南台架变","200",0,"红色"]
[1131,"成武县供电公司","伯乐集供电所","伯乐集镇","10kV0111西袁庄线","大侯庄","200",0,"红色"]
[1132,"成武县供电公司","伯乐集供电所","伯乐集镇","10kV0107肖楼线","小张庄北","200",0,"红色"]
[1133,"成武县供电公司","伯乐集供电所","伯乐集镇","10kV0112王楼线","韩庄东","200",0,"红色"]
[1134,"成武县供电公司","伯乐集供电所","伯乐集镇","10kV0111西袁庄线","尚庄2","400",0,"红色"]
[1135,"成武县供电公司","伯乐集供电所","伯乐集镇","10kV0109秦铺线","10kV0109秦铺线邵楼台架变","200",0,"红色"]
[1136,"成武县供电公司","伯乐集供电所","伯乐集镇","10kV0112王楼线","田楼新村","200",0,"红色"]
[1137,"成武县供电公司","伯乐集供电所","伯乐集镇","10kV008巩庄线","10kV0112王楼线林路口中台架变","200",0,"红色"]
[1138,"成武县供电公司","伯乐集供电所","伯乐集镇","10kV0111西袁庄线","10kV0111西袁庄线西邵庄南台架变","200",0,"红色"]
[1139,"成武县供电公司","伯乐集供电所","伯乐集镇","10kV0111西袁庄线","10kV0111西袁庄线崇福集家庙中台架变","200",0,"红色"]
[1140,"成武县供电公司","伯乐集供电所","伯乐集镇","10kV009徐海线","孙庄北","200",0,"红色"]
[1141,"成武县供电公司","伯乐集供电所","伯乐集镇","10kV0112王楼线","伯乐#1","400",0,"红色"]
[1142,"成武县供电公司","伯乐集供电所","伯乐集镇","10kV0105姜庄线","10kV0105姜庄线小郭庄新村台架变","400",0,"红色"]
[1143,"成武县供电公司","伯乐集供电所","伯乐集镇","10kV0111西袁庄线","10kV0111西袁庄线大侯庄北台架变","200",0,"红色"]
[1144,"成武县供电公司","伯乐集供电所","伯乐集镇","10kV008巩庄线","10kV0112王楼线郑庄北1台架变","200",0,"红色"]
[1145,"成武县供电公司","伯乐集供电所","伯乐集镇","10kV0111西袁庄线","10kV0111西袁庄线白店台架变","200",0,"红色"]
[1146,"成武县供电公司","伯乐集供电所","伯乐集镇","10kV009徐海线","孙庄","200",0,"红色"]
[1147,"成武县供电公司","伯乐集供电所","伯乐集镇","10kV0109秦铺线","秦铺1村配电室","315",0,"红色"]
[1148,"成武县供电公司","伯乐集供电所","伯乐集镇","10kV006祝庄线","汶上集镇西杨庄村1号排灌变压器（2017年）","200",0,"红色"]
[1149,"成武县供电公司","伯乐集供电所","伯乐集镇","10kV009徐海线","35kV宝峰站10kV009徐海线玉皇庙村玉皇庙西1号排灌台架变","100",0,"红色"]
[1150,"成武县供电公司","伯乐集供电所","伯乐集镇","10kV0111西袁庄线","35kV伯乐站10kV0111西袁庄线庞楼西北台架变","400",0,"红色"]
[1151,"成武县供电公司","伯乐集供电所","伯乐集镇","10kV0111西袁庄线","10kV0111西袁庄线伯乐镇庞楼村8号排灌变压器（2017年）台架变","100",0,"红色"]
[1152,"成武县供电公司","伯乐集供电所","伯乐集镇","10kV0111西袁庄线","10kV0111西袁庄线伯乐镇庞楼村3号排灌变压器（2017年）台架变","100",0,"红色"]
[1153,"成武县供电公司","伯乐集供电所","伯乐集镇","10kV0109秦铺线","10kV0109秦铺线伯乐镇秦铺2号排灌变压器（2017年）台架变","100",0,"红色"]
[1154,"成武县供电公司","伯乐集供电所","伯乐集镇","10kV0109秦铺线","10kV0109秦铺线伯乐镇李庄1号排灌变压器（2017年）台架变","100",0,"红色"]
[1155,"成武县供电公司","伯乐集供电所","伯乐集镇","10kV0109秦铺线","35kV伯乐站10kV秦铺线邵菜园新村台架变","400",0,"红色"]
[1156,"成武县供电公司","伯乐集供电所","伯乐集镇","10kV0107肖楼线","十里庙北","200",0,"红色"]
[1157,"成武县供电公司","伯乐集供电所","伯乐集镇","10kV0105姜庄线","10kV0105姜庄线康楼#3台架变","200",0,"红色"]
[1158,"成武县供电公司","伯乐集供电所","伯乐集镇","10kV009徐海线","董阁新村","400",0,"红色"]
[1159,"成武县供电公司","伯乐集供电所","伯乐集镇","10kV0111西袁庄线","杨楼2＃","200",0,"红色"]
[1160,"成武县供电公司","伯乐集供电所","伯乐集镇","10kV006祝庄线","马海北新增","200",0,"红色"]
[1161,"成武县供电公司","伯乐集供电所","伯乐集镇","10kV0111西袁庄线","10kV0111西袁庄线黄楼西台架变","200",0,"红色"]
[1162,"成武县供电公司","伯乐集供电所","伯乐集镇","10kV0111西袁庄线","庞楼2#","200",0,"红色"]
[1163,"成武县供电公司","伯乐集供电所","伯乐集镇","10kV008巩庄线","10kV0112王楼线陈娄东柱上变","400",0,"红色"]
[1164,"成武县供电公司","伯乐集供电所","伯乐集镇","10kV009徐海线","郭西","200",0,"红色"]
[1165,"成武县供电公司","伯乐集供电所","伯乐集镇","10kV0112王楼线","10kV0112王楼线伯乐镇王楼2号排灌变压器（2017年）台架变","100",0,"红色"]
[1166,"成武县供电公司","伯乐集供电所","伯乐集镇","10kV0107肖楼线","10kV0107肖楼线邢楼西台架变","200",0,"红色"]
[1167,"成武县供电公司","伯乐集供电所","伯乐集镇","10kV006祝庄线","汶上集镇徐海村2号排灌变压器（2017年）","200",0,"红色"]
[1168,"成武县供电公司","伯乐集供电所","伯乐集镇","10kV009徐海线","35kV宝峰站10kV009徐海线西祝楼村8号排灌台架变","100",0,"红色"]
[1169,"成武县供电公司","伯乐集供电所","伯乐集镇","10kV006祝庄线","35kV宝峰站10kV006祝庄线张高庄行政村高庄1号排灌台架变","100",0,"红色"]
[1170,"成武县供电公司","伯乐集供电所","伯乐集镇","10kV009徐海线","35kV宝峰站10kV009徐海线临河集村大吴楼1号排灌台架变","100",0,"红色"]
[1171,"成武县供电公司","伯乐集供电所","伯乐集镇","10kV009徐海线","35kV宝峰站10kV009徐海线前郭庄村刘线庄6号排灌台架变","100",0,"红色"]
[1172,"成武县供电公司","伯乐集供电所","伯乐集镇","10kV009徐海线","35kV宝峰站10kV009徐海线临河集村大吴楼2号排灌台架变","100",0,"红色"]
[1173,"成武县供电公司","伯乐集供电所","伯乐集镇","10kV008巩庄线","35kV伯乐站10kV0112王楼线小郭庄村林路口李楼北排灌台架变","100",0,"红色"]
[1174,"成武县供电公司","伯乐集供电所","伯乐集镇","10kV0111西袁庄线","35kV伯乐站10kV0111西袁庄线崇福集村崇福集1号排灌台架变","100",0,"红色"]
[1175,"成武县供电公司","伯乐集供电所","伯乐集镇","10kV0111西袁庄线","35kV伯乐站10kV0111西袁庄线郭楼村西袁庄1号排灌台架变","100",0,"红色"]
[1176,"成武县供电公司","伯乐集供电所","伯乐集镇","10kV0111西袁庄线","35kV伯乐站10kV0111西袁庄线伯乐集村西杨庄1号排灌台架变","100",0,"红色"]
[1177,"成武县供电公司","伯乐集供电所","伯乐集镇","10kV009徐海线","35kV宝峰站10kV009徐海线西祝楼村6号排灌台架变","100",0,"红色"]
[1178,"成武县供电公司","伯乐集供电所","伯乐集镇","10kV009徐海线","35kV宝峰站10kV009徐海线东祝楼村3号排灌台架变","100",0,"红色"]
[1179,"成武县供电公司","伯乐集供电所","伯乐集镇","10kV009徐海线","35kV宝峰站10kV009徐海线前郭庄村郭西1号排灌台架变","100",0,"红色"]
[1180,"成武县供电公司","伯乐集供电所","伯乐集镇","10kV0111西袁庄线","10kV0111西袁庄线伯乐镇张楼1号排灌变压器（2017年）台架变","100",0,"红色"]
[1181,"成武县供电公司","伯乐集供电所","伯乐集镇","10kV0111西袁庄线","10kV0111西袁庄线伯乐镇刘楼杨庄2号排灌变压器（2017年）台架变","100",0,"红色"]
[1182,"成武县供电公司","伯乐集供电所","伯乐集镇","10kV0111西袁庄线","10kV0111西袁庄线伯乐镇小郭楼4号排灌变压器（2017年）台架变","200",0,"红色"]
[1183,"成武县供电公司","伯乐集供电所","伯乐集镇","10kV009徐海线","10kV009徐海线汶上集镇童庙村2号排灌变压器（2017年）台架变","100",0,"红色"]
[1184,"成武县供电公司","伯乐集供电所","伯乐集镇","10kV0111西袁庄线","10kV0111西袁庄线伯乐镇尚庄3号排灌变压器（2017年）台架变","200",0,"红色"]
[1185,"成武县供电公司","伯乐集供电所","伯乐集镇","10kV0109秦铺线","10kV0109秦铺线伯乐镇西宋庄4号排灌变压器（2017年）台架变","100",0,"红色"]
[1186,"成武县供电公司","伯乐集供电所","伯乐集镇","10kV0111西袁庄线","10kV0111西袁庄线伯乐镇杨楼6号排灌变压器（2017年）台架变","100",0,"红色"]
[1187,"成武县供电公司","伯乐集供电所","伯乐集镇","10kV0111西袁庄线","10kV0111西袁庄线伯乐镇胡堂1号（2）排灌变压器（2017年）台架变","200",0,"红色"]
[1188,"成武县供电公司","伯乐集供电所","伯乐集镇","10kV0111西袁庄线","10kV0111西袁庄线伯乐镇杨楼5号排灌变压器（2017年）台架变","100",0,"红色"]
[1189,"成武县供电公司","伯乐集供电所","伯乐集镇","10kV0111西袁庄线","10kV0111西袁庄线伯乐镇胡堂2号（1）排灌变压器（2017年）台架变","200",0,"红色"]
[1190,"成武县供电公司","伯乐集供电所","伯乐集镇","10kV0109秦铺线","10kV0109秦铺线伯乐镇胡堂3号（6）排灌变压器（2017年）台架变","100",0,"红色"]
[1191,"成武县供电公司","伯乐集供电所","伯乐集镇","10kV0111西袁庄线","10kV0111西袁庄线伯乐镇小郭楼2号排灌变压器（2017年）台架变","100",0,"红色"]
[1192,"成武县供电公司","伯乐集供电所","伯乐集镇","10kV0111西袁庄线","10kV0111西袁庄线伯乐镇杨楼8号排灌变压器（2017年）台架变","100",0,"红色"]
[1193,"成武县供电公司","伯乐集供电所","伯乐集镇","10kV0111西袁庄线","10kV0111西袁庄线伯乐镇袁庄2号（7）排灌变压器（2017年）台架变","200",0,"红色"]
[1194,"成武县供电公司","伯乐集供电所","伯乐集镇","10kV0109秦铺线","10kV0109秦铺线伯乐镇张堂1号排灌变压器（2017年）台架变","100",0,"红色"]
[1195,"成武县供电公司","伯乐集供电所","伯乐集镇","10kV0109秦铺线","伯乐镇曹庄1号（5）排灌变压器（2017年）","200",0,"红色"]
[1196,"成武县供电公司","伯乐集供电所","伯乐集镇","10kV0111西袁庄线","10kV0111西袁庄线伯乐镇吴庄2号排灌变压器（2017年）台架变","100",0,"红色"]
[1197,"成武县供电公司","伯乐集供电所","伯乐集镇","10kV0111西袁庄线","10kV0111西袁庄线伯乐镇杨楼3号排灌变压器（2017年）台架变","100",0,"红色"]
[1198,"成武县供电公司","伯乐集供电所","伯乐集镇","10kV0111西袁庄线","10kV0111西袁庄线伯乐镇刘楼1号排灌变压器（2017年）台架变","100",0,"红色"]
[1199,"成武县供电公司","伯乐集供电所","伯乐集镇","10kV0111西袁庄线","10kV0111西袁庄线伯乐镇大侯庄1号排灌变压器（2017年）台架变","100",0,"红色"]
[1200,"成武县供电公司","伯乐集供电所","伯乐集镇","10kV0112王楼线","伯乐镇杨庄2号排灌变压器（2017年）","100",0,"红色"]
[1201,"成武县供电公司","伯乐集供电所","伯乐集镇","10kV0112王楼线","10kV0112王楼线伯乐镇辛庄1号排灌变压器（2017年）台架变","100",0,"红色"]
[1202,"成武县供电公司","伯乐集供电所","伯乐集镇","10kV0109秦铺线","10kV0109秦铺线伯乐镇曹庄2号（4）排灌变压器（2017年）台架变","200",0,"红色"]
[1203,"成武县供电公司","伯乐集供电所","伯乐集镇","10kV0111西袁庄线","10kV0111西袁庄线伯乐镇周庄1号排灌变压器（2017年）台架变","200",0,"红色"]
[1204,"成武县供电公司","伯乐集供电所","伯乐集镇","10kV0109秦铺线","10kV0109秦铺线伯乐镇李庄王楼1号排灌变压器（2017年）台架变","200",0,"红色"]
[1205,"成武县供电公司","伯乐集供电所","伯乐集镇","10kV008巩庄线","汶上集镇宝西村1号排灌变压器（2017年）","100",0,"红色"]
[1206,"成武县供电公司","伯乐集供电所","伯乐集镇","10kV0111西袁庄线","10kV0111西袁庄线伯乐镇尚庄2号排灌变压器（2017年）台架变","100",0,"红色"]
[1207,"成武县供电公司","伯乐集供电所","伯乐集镇","10kV0111西袁庄线","10kV0111西袁庄线伯乐镇小郭楼3号排灌变压器（2017年）台架变","100",0,"红色"]
[1208,"成武县供电公司","伯乐集供电所","伯乐集镇","10kV0112王楼线","伯乐镇王楼1排灌变压器（2017年）","100",0,"红色"]
[1209,"成武县供电公司","伯乐集供电所","伯乐集镇","10kV0111西袁庄线","10kV0111西袁庄线伯乐镇刘楼杨庄1号排灌变压器（2017年）台架变","100",0,"红色"]
[1210,"成武县供电公司","伯乐集供电所","伯乐集镇","10kV0111西袁庄线","10kV0111西袁庄线伯乐镇袁庄1号（8）排灌变压器（2017年）台架变","200",0,"红色"]
[1211,"成武县供电公司","伯乐集供电所","伯乐集镇","10kV0111西袁庄线","10kV0111西袁庄线伯乐镇小郭楼1号排灌变压器（2017年）台架变","100",0,"红色"]
[1212,"成武县供电公司","伯乐集供电所","伯乐集镇","10kV0111西袁庄线","10kV0111西袁庄线伯乐镇杨楼2号排灌变压器（2017年）台架变","100",0,"红色"]
[1213,"成武县供电公司","伯乐集供电所","伯乐集镇","10kV0109秦铺线","10kV0109秦铺线伯乐镇西宋庄2号排灌变压器（2017年）台架变","100",0,"红色"]
[1214,"成武县供电公司","伯乐集供电所","伯乐集镇","10kV009徐海线","汶上集镇董阁村2号排灌变压器（2017年）","100",0,"红色"]
[1215,"成武县供电公司","伯乐集供电所","伯乐集镇","10kV0111西袁庄线","10kV0111西袁庄线伯乐镇杨楼7号排灌变压器（2017年）台架变","100",0,"红色"]
[1216,"成武县供电公司","伯乐集供电所","伯乐集镇","10kV0111西袁庄线","10kV0111西袁庄线伯乐镇刘楼杨庄3号排灌变压器（2017年）台架变","100",0,"红色"]
[1217,"成武县供电公司","伯乐集供电所","伯乐集镇","10kV0111西袁庄线","10kV0111西袁庄线伯乐镇尚庄1号排灌变压器（2017年）台架变","100",0,"红色"]
[1218,"成武县供电公司","伯乐集供电所","伯乐集镇","10kV0111西袁庄线","10kV0111西袁庄线伯乐镇杨楼4号排灌变压器（2017年）台架变","100",0,"红色"]
[1219,"成武县供电公司","伯乐集供电所","伯乐集镇","10kV0109秦铺线","伯乐镇李楼1号（3）排灌变压器（2017年）","200",0,"红色"]
[1220,"成武县供电公司","伯乐集供电所","伯乐集镇","10kV0111西袁庄线","10kV0111西袁庄线伯乐胡楼台架变","200",0,"红色"]
[1221,"成武县供电公司","伯乐集供电所","伯乐集镇","10kV008巩庄线","宝东南","200",0,"红色"]
[1222,"成武县供电公司","伯乐集供电所","伯乐集镇","10kV0111西袁庄线","10kV0111西袁庄线伯乐镇庞楼村4号排灌变压器（2017年）台架变","100",0,"红色"]
[1223,"成武县供电公司","伯乐集供电所","伯乐集镇","10kV0109秦铺线","曹庄西1","200",0,"红色"]
[1224,"成武县供电公司","伯乐集供电所","伯乐集镇","10kV0111西袁庄线","35kV伯乐站10kV0111西袁庄线郭楼南台架变","200",0,"红色"]
[1225,"成武县供电公司","伯乐集供电所","伯乐集镇","10kV009徐海线","大吴楼南","200",0,"红色"]
[1226,"成武县供电公司","伯乐集供电所","伯乐集镇","10kV0109秦铺线","10kV0109秦铺线伯乐镇秦铺9号排灌变压器（2017年）台架变","100",0,"红色"]
[1227,"成武县供电公司","伯乐集供电所","伯乐集镇","10kV0111西袁庄线","10kV0111西袁庄线伯乐镇杨楼1号排灌变压器（2017年）台架变","100",0,"红色"]
[1228,"成武县供电公司","伯乐集供电所","伯乐集镇","10kV0111西袁庄线","10kV0111西袁庄线伯乐镇吴庄1号排灌变压器（2017年）台架变","100",0,"红色"]
[1229,"成武县供电公司","伯乐集供电所","伯乐集镇","10kV0111西袁庄线","10kV0111西袁庄线伯乐镇黄楼3号排灌变压器（2017年）台架变","100",0,"红色"]
[1230,"成武县供电公司","伯乐集供电所","伯乐集镇","10kV0109秦铺线","10kV0109秦铺线伯乐镇秦铺3号排灌变压器（2017年）台架变","100",0,"红色"]
[1231,"成武县供电公司","伯乐集供电所","伯乐集镇","10kV0111西袁庄线","10kV0111西袁庄线伯乐镇王庄1号排灌变压器（2017年）台架变","200",0,"红色"]
[1232,"成武县供电公司","伯乐集供电所","伯乐集镇","10kV0111西袁庄线","10kV0111西袁庄线伯乐镇胡庄3号排灌变压器（2017年）台架变","100",0,"红色"]
[1233,"成武县供电公司","伯乐集供电所","伯乐集镇","10kV0111西袁庄线","10kV0111西袁庄线伯乐镇大侯庄3号排灌变压器（2017年）台架变","100",0,"红色"]
[1234,"成武县供电公司","伯乐集供电所","伯乐集镇","10kV009徐海线","汶上集镇邱海村1号排灌变压器（2017年）","100",0,"红色"]
[1235,"成武县供电公司","伯乐集供电所","伯乐集镇","10kV0111西袁庄线","10kV0111西袁庄线伯乐镇小侯庄1号排灌变压器（2017）台架变","200",0,"红色"]
[1236,"成武县供电公司","伯乐集供电所","伯乐集镇","10kV0105姜庄线","10kV0105姜庄线宋庄北1台架变","200",0,"红色"]
[1237,"成武县供电公司","伯乐集供电所","伯乐集镇","10kV006祝庄线","汶上集镇徐海村3号排灌变压器（2017年）","200",0,"红色"]
[1238,"成武县供电公司","伯乐集供电所","伯乐集镇","10kV0112王楼线","伯乐镇杨庄1号排灌变压器（2017年）","100",0,"红色"]
[1239,"成武县供电公司","伯乐集供电所","伯乐集镇","10kV0109秦铺线","10kV0109秦铺线伯乐镇梁庄1号排灌变压器（2017年）台架变","200",0,"红色"]
[1240,"成武县供电公司","伯乐集供电所","伯乐集镇","10kV0109秦铺线","邵楼南","200",0,"红色"]
[1241,"成武县供电公司","伯乐集供电所","伯乐集镇","10kV0111西袁庄线","10kV0111西袁庄线伯乐镇黄楼4号排灌变压器（2017年）台架变","100",0,"红色"]
[1242,"成武县供电公司","伯乐集供电所","伯乐集镇","10kV009徐海线","10kV009徐海线汶上集镇童庙村1号排灌变压器（2017年）台架变","200",0,"红色"]
[1243,"成武县供电公司","伯乐集供电所","伯乐集镇","10kV0112王楼线","伯乐镇韩庄1号排灌变压器（2017年）","200",0,"红色"]
[1244,"成武县供电公司","伯乐集供电所","伯乐集镇","10kV0112王楼线","伯乐镇李海1排灌变压器（2017年）","200",0,"红色"]
[1245,"成武县供电公司","伯乐集供电所","伯乐集镇","10kV0111西袁庄线","10kV0111西袁庄线伯乐镇庞楼村7号排灌变压器（2017年）台架变","200",0,"红色"]
[1246,"成武县供电公司","伯乐集供电所","伯乐集镇","10kV0111西袁庄线","10kV0111西袁庄线郭楼新村台架变","200",0,"红色"]
[1247,"成武县供电公司","伯乐集供电所","伯乐集镇","10kV0111西袁庄线","10kV0111西袁庄线伯乐镇庞楼村1号排灌变压器（2017年）台架变","100",0,"红色"]
[1248,"成武县供电公司","伯乐集供电所","伯乐集镇","10kV009徐海线","汶上集镇孙庄村1号排灌变压器（2017年）","200",0,"红色"]
[1249,"成武县供电公司","伯乐集供电所","伯乐集镇","10kV0111西袁庄线","10kV0111西袁庄线伯乐镇庞楼村6号排灌变压器（2017年）台架变","100",0,"红色"]
[1250,"成武县供电公司","伯乐集供电所","伯乐集镇","10kV008巩庄线","汶上集镇宝西村3号排灌变压器（2017年）","100",0,"红色"]
[1251,"成武县供电公司","伯乐集供电所","伯乐集镇","10kV009徐海线","汶上集镇秦田庄村3号排灌变压器（2017年）","200",0,"红色"]
[1252,"成武县供电公司","伯乐集供电所","伯乐集镇","10kV0111西袁庄线","10kV0111西袁庄线伯乐镇胡庄白店排灌变压器（2017年）台架变","200",0,"红色"]
[1253,"成武县供电公司","伯乐集供电所","伯乐集镇","10kV009徐海线","冷庄中","200",0,"红色"]
[1254,"成武县供电公司","伯乐集供电所","伯乐集镇","10kV009徐海线","刘线庄","200",0,"红色"]
[1255,"成武县供电公司","伯乐集供电所","伯乐集镇","10kV009徐海线","大吴楼北","200",0,"红色"]
[1256,"成武县供电公司","伯乐集供电所","伯乐集镇","10kV0107肖楼线","10kV0107肖楼线贾庄庙东台架变","200",0,"红色"]
[1257,"成武县供电公司","伯乐集供电所","伯乐集镇","10kV008巩庄线","宝西（南）","200",0,"红色"]
[1258,"成武县供电公司","伯乐集供电所","伯乐集镇","10kV009徐海线","秦庄北","200",0,"红色"]
[1259,"成武县供电公司","伯乐集供电所","伯乐集镇","10kV006祝庄线","徐海南","200",0,"红色"]
[1260,"成武县供电公司","伯乐集供电所","伯乐集镇","10kV0112王楼线","田楼东","200",0,"红色"]
[1261,"成武县供电公司","伯乐集供电所","伯乐集镇","10kV0111西袁庄线","10kV0111西袁庄线胡唐1台架变","200",0,"红色"]
[1262,"成武县供电公司","伯乐集供电所","伯乐集镇","10kV0105姜庄线","刘楼南1","200",0,"红色"]
[1263,"成武县供电公司","伯乐集供电所","伯乐集镇","10kV009徐海线","马寺南","200",0,"红色"]
[1264,"成武县供电公司","伯乐集供电所","伯乐集镇","10kV006祝庄线","马堂","200",0,"红色"]
[1265,"成武县供电公司","伯乐集供电所","伯乐集镇","10kV0109秦铺线","万庄","200",0,"红色"]
[1266,"成武县供电公司","伯乐集供电所","伯乐集镇","10kV006祝庄线","徐海","200",0,"红色"]
[1267,"成武县供电公司","伯乐集供电所","伯乐集镇","10kV006祝庄线","岗子北","200",0,"红色"]
[1268,"成武县供电公司","伯乐集供电所","伯乐集镇","10kV006祝庄线","祝东","200",0,"红色"]
[1269,"成武县供电公司","伯乐集供电所","伯乐集镇","10kV0111西袁庄线","10kV0111西袁庄线周庄刘楼台架变","200",0,"红色"]
[1270,"成武县供电公司","伯乐集供电所","伯乐集镇","10kV0112王楼线","10kV0112王楼线伯乐镇陈庄1号排灌变压器（2017年）台架变","100",0,"红色"]
[1271,"成武县供电公司","伯乐集供电所","伯乐集镇","10kV0109秦铺线","10kV0109秦铺线大郭庄北台架变","200",0,"红色"]
[1272,"成武县供电公司","伯乐集供电所","伯乐集镇","10kV008巩庄线","10kV0112王楼线林路口北台架变","200",0,"红色"]
[1273,"成武县供电公司","伯乐集供电所","伯乐集镇","10kV0111西袁庄线","10kV0111西袁庄线祝小楼北台架变","200",0,"红色"]
[1274,"成武县供电公司","伯乐集供电所","伯乐集镇","10kV0107肖楼线","10kV0107肖楼线瓜里庄后西台架变","200",0,"红色"]
[1275,"成武县供电公司","伯乐集供电所","伯乐集镇","10kV009徐海线","35kV宝峰站10kV009徐海线前郭庄村郭东3号排灌台架变","100",0,"红色"]
[1276,"成武县供电公司","伯乐集供电所","伯乐集镇","10kV009徐海线","秦田庄开发","200",0,"红色"]
[1277,"成武县供电公司","伯乐集供电所","伯乐集镇","10kV009徐海线","35kV宝峰站10kV009徐海线前郭庄村刘线庄7号排灌台架变","100",0,"红色"]
[1278,"成武县供电公司","伯乐集供电所","伯乐集镇","10kV009徐海线","35kV宝峰站10kV009徐海线玉皇庙村后郭庄北2号排灌台架变","100",0,"红色"]
[1279,"成武县供电公司","伯乐集供电所","伯乐集镇","10kV009徐海线","35kV宝峰站10kV009徐海线玉皇庙村后郭庄东2号排灌台架变","100",0,"红色"]
[1280,"成武县供电公司","伯乐集供电所","伯乐集镇","10kV009徐海线","35kV宝峰站10kV009徐海线临河集村邹庄排灌台架变","100",0,"红色"]
[1281,"成武县供电公司","伯乐集供电所","伯乐集镇","10kV009徐海线","35kV宝峰站10kV009徐海线玉皇庙村后郭庄北4号排灌台架变","100",0,"红色"]
[1282,"成武县供电公司","伯乐集供电所","伯乐集镇","10kV009徐海线","35kV宝峰站10kV009徐海线玉皇庙村后郭庄西2号排灌台架变","100",0,"红色"]
[1283,"成武县供电公司","伯乐集供电所","伯乐集镇","10kV008巩庄线","35kV伯乐站10kV0112王楼线刘庄村刘庄排灌台架变","100",0,"红色"]
[1284,"成武县供电公司","伯乐集供电所","伯乐集镇","10kV009徐海线","35kV宝峰站10kV009徐海线玉皇庙村后郭庄北3号排灌台架变","100",0,"红色"]
[1285,"成武县供电公司","伯乐集供电所","伯乐集镇","10kV009徐海线","35kV宝峰站10kV009徐海线临河集村1号排灌台架变","100",0,"红色"]
[1286,"成武县供电公司","伯乐集供电所","伯乐集镇","10kV009徐海线","35kV宝峰站10kV009徐海线东祝楼4号排灌台架变","100",0,"红色"]
[1287,"成武县供电公司","伯乐集供电所","伯乐集镇","10kV006祝庄线","35kV宝峰站10kV006祝庄线东祝楼村2号排灌台架变","100",0,"红色"]
[1288,"成武县供电公司","伯乐集供电所","伯乐集镇","10kV009徐海线","林河集东","200",0,"红色"]
[1289,"成武县供电公司","伯乐集供电所","伯乐集镇","10kV006祝庄线","张庄南","200",0,"红色"]
[1290,"成武县供电公司","伯乐集供电所","伯乐集镇","10kV0112王楼线","后杨庄中1","200",0,"红色"]
[1291,"成武县供电公司","伯乐集供电所","伯乐集镇","10kV006祝庄线","宝峰公用","400",0,"红色"]
[1292,"成武县供电公司","伯乐集供电所","伯乐集镇","10kV0105姜庄线","苗庄后东","400",0,"红色"]
[1293,"成武县供电公司","伯乐集供电所","伯乐集镇","10kV0111西袁庄线","尚庄5号","400",0,"红色"]
[1294,"成武县供电公司","伯乐集供电所","伯乐集镇","10kV0112王楼线","李海南","200",0,"红色"]
[1295,"成武县供电公司","伯乐集供电所","伯乐集镇","10kV008巩庄线","宝西东","200",0,"红色"]
[1296,"成武县供电公司","伯乐集供电所","伯乐集镇","10kV0111西袁庄线","35kV伯乐站10kV0111西袁庄线伯乐集村伯乐集2号排灌台架变","100",0,"红色"]
[1297,"成武县供电公司","伯乐集供电所","伯乐集镇","10kV009徐海线","35kV宝峰站10kV009徐海线前郭庄村南院5号排灌台架变","100",0,"红色"]
[1298,"成武县供电公司","伯乐集供电所","伯乐集镇","10kV009徐海线","35kV宝峰站10kV009徐海线前郭庄村郭西2号排灌台架变","100",0,"红色"]
[1299,"成武县供电公司","伯乐集供电所","伯乐集镇","10kV0105姜庄线","35kV伯乐站10kV0105姜庄线小郭庄村苗庄1号排灌台架变","100",0,"红色"]
[1300,"成武县供电公司","伯乐集供电所","伯乐集镇","10kV006祝庄线","35kV宝峰站10kV006祝庄线张高庄行政村高庄3号排灌台架变","100",0,"红色"]
[1301,"成武县供电公司","伯乐集供电所","伯乐集镇","10kV009徐海线","汶上集镇秦田庄村2号排灌变压器（2017年）","200",0,"红色"]
[1302,"成武县供电公司","伯乐集供电所","伯乐集镇","10kV0111西袁庄线","10kV0111西袁庄线伯乐镇庞楼村5号排灌变压器（2017年）台架变","200",0,"红色"]
[1303,"成武县供电公司","伯乐集供电所","伯乐集镇","10kV0109秦铺线","10kV0109秦铺线伯乐镇秦铺8号排灌变压器（2017年）台架变","100",0,"红色"]
[1304,"成武县供电公司","伯乐集供电所","伯乐集镇","10kV009徐海线","汶上集镇洪楼村1号排灌变压器（2017年）","200",0,"红色"]
[1305,"成武县供电公司","伯乐集供电所","伯乐集镇","10kV008巩庄线","汶上集镇宝东村1号排灌变压器（2017年）","200",0,"红色"]
[1306,"成武县供电公司","伯乐集供电所","伯乐集镇","10kV0109秦铺线","10kV0109秦铺线伯乐镇任郭庄1号排灌变压器（2017年）台架变","100",0,"红色"]
[1307,"成武县供电公司","伯乐集供电所","伯乐集镇","10kV0109秦铺线","10kV0109秦铺线伯乐镇梁庄2号田楼排灌变压器（2017年）台架变","100",0,"红色"]
[1308,"成武县供电公司","伯乐集供电所","伯乐集镇","10kV0109秦铺线","10kV0109秦铺线伯乐镇秦铺5号排灌变压器（2017年）台架变","200",0,"红色"]
[1309,"成武县供电公司","伯乐集供电所","伯乐集镇","10kV0111西袁庄线","10kV0111西袁庄线伯乐镇胡庄1号排灌变压器（2017年）台架变","100",0,"红色"]
[1310,"成武县供电公司","伯乐集供电所","伯乐集镇","10kV006祝庄线","汶上集镇西杨庄村2号排灌变压器（2017年）","200",0,"红色"]
[1311,"成武县供电公司","伯乐集供电所","伯乐集镇","10kV0109秦铺线","10kV0109秦铺线伯乐镇秦铺4号排灌变压器（2017年）台架变","200",0,"红色"]
[1312,"成武县供电公司","伯乐集供电所","伯乐集镇","10kV0109秦铺线","10kV0109秦铺线伯乐镇任郭庄2号排灌变压器（2017年）台架变","100",0,"红色"]
[1313,"成武县供电公司","伯乐集供电所","伯乐集镇","10kV0109秦铺线","10kV0109秦铺线伯乐镇西宋庄1号排灌变压器（2017年）台架变","100",0,"红色"]
[1314,"成武县供电公司","伯乐集供电所","伯乐集镇","10kV006祝庄线","汶上集镇西杨庄村3号排灌变压器（2017年）","200",0,"红色"]
[1315,"成武县供电公司","伯乐集供电所","伯乐集镇","10kV009徐海线","汶上集镇董阁村1号排灌变压器（2017年）","100",0,"红色"]
[1316,"成武县供电公司","伯乐集供电所","伯乐集镇","10kV0109秦铺线","10kV0109秦铺线伯乐镇秦铺6号排灌变压器（2017年）台架变","100",0,"红色"]
[1317,"成武县供电公司","伯乐集供电所","伯乐集镇","10kV006祝庄线","汶上集镇徐海村1号排灌变压器（2017年）","200",0,"红色"]
[1318,"成武县供电公司","伯乐集供电所","伯乐集镇","10kV009徐海线","汶上集镇马寺村1号排灌变压器（2017年）","100",0,"红色"]
[1319,"成武县供电公司","伯乐集供电所","伯乐集镇","10kV008巩庄线","南鲁集镇王庙村2号排灌变压器（2016年第一批）","200",0,"红色"]
[1320,"成武县供电公司","伯乐集供电所","伯乐集镇","10kV0109秦铺线","10kV0109秦铺线伯乐镇张堂2号排灌变压器（2017年）台架变","100",0,"红色"]
[1321,"成武县供电公司","伯乐集供电所","伯乐集镇","10kV0111西袁庄线","10kV0111西袁庄线伯乐镇胡庄2号排灌变压器（2017年）台架变","200",0,"红色"]
[1322,"成武县供电公司","伯乐集供电所","伯乐集镇","10kV009徐海线","汶上集镇秦田庄村1号排灌变压器（2017年）","100",0,"红色"]
[1323,"成武县供电公司","伯乐集供电所","伯乐集镇","10kV0111西袁庄线","10kV0111西袁庄线伯乐镇黄楼2号排灌变压器（2017年）台架变","100",0,"红色"]
[1324,"成武县供电公司","伯乐集供电所","伯乐集镇","10kV0109秦铺线","10kV0109秦铺线伯乐镇南郭庄1号前郭庄排灌变压器（2017年）台架变","100",0,"红色"]
[1325,"成武县供电公司","伯乐集供电所","伯乐集镇","10kV0111西袁庄线","10kV0111西袁庄线伯乐镇庞庄村1号排灌变压器（2017年）台架变","100",0,"红色"]
[1326,"成武县供电公司","伯乐集供电所","伯乐集镇","10kV0111西袁庄线","10kV0111西袁庄线伯乐镇孟庄2号排灌变压器（2017）台架变","100",0,"红色"]
[1327,"成武县供电公司","伯乐集供电所","伯乐集镇","10kV008巩庄线","汶上集镇宝西村2号排灌变压器（2017年）","200",0,"红色"]
[1328,"成武县供电公司","伯乐集供电所","伯乐集镇","10kV0111西袁庄线","10kV0111西袁庄线伯乐镇祝小楼2号排灌变压器（2017年）台架变","100",0,"红色"]
[1329,"成武县供电公司","伯乐集供电所","伯乐集镇","10kV0111西袁庄线","10kV0111西袁庄线伯乐镇黄楼1号排灌变压器（2017年）台架变","200",0,"红色"]
[1330,"成武县供电公司","伯乐集供电所","伯乐集镇","10kV0111西袁庄线","10kV0111西袁庄线伯乐镇庞楼村2号排灌变压器（2017年）台架变","100",0,"红色"]
[1331,"成武县供电公司","伯乐集供电所","伯乐集镇","10kV008巩庄线","南鲁集镇王庙村1号排灌变压器（2016年第一批）","200",0,"红色"]
[1332,"成武县供电公司","伯乐集供电所","伯乐集镇","10kV0112王楼线","伯乐镇李海2排灌变压器（2017年）","100",0,"红色"]
[1333,"成武县供电公司","伯乐集供电所","伯乐集镇","10kV0109秦铺线","10kV0109秦铺线伯乐镇秦铺7号排灌变压器（2017年）台架变","100",0,"红色"]
[1334,"成武县供电公司","伯乐集供电所","伯乐集镇","10kV0109秦铺线","10kV0109秦铺线伯乐镇任郭庄3号排灌变压器（2017年）台架变","100",0,"红色"]
[1335,"成武县供电公司","伯乐集供电所","伯乐集镇","10kV0111西袁庄线","10kV0111西袁庄线伯乐镇孟庄1号排灌变压器（2017）台架变","100",0,"红色"]
[1336,"成武县供电公司","伯乐集供电所","伯乐集镇","10kV0109秦铺线","10kV0109秦铺线伯乐镇李庄2号排灌变压器（2017年）台架变","100",0,"红色"]
[1337,"成武县供电公司","伯乐集供电所","伯乐集镇","10kV0111西袁庄线","10kV0111西袁庄线伯乐镇王庄2号排灌变压器（2017年）台架变","100",0,"红色"]
[1338,"成武县供电公司","伯乐集供电所","伯乐集镇","10kV0109秦铺线","10kV0109秦铺线伯乐镇西宋庄3号排灌变压器（2017年）台架变","100",0,"红色"]
[1339,"成武县供电公司","伯乐集供电所","伯乐集镇","10kV0109秦铺线","10kV0109秦铺线伯乐镇秦铺1号排灌变压器（2017年）台架变","100",0,"红色"]
[1340,"成武县供电公司","伯乐集供电所","伯乐集镇","10kV0111西袁庄线","10kV0111西袁庄线伯乐镇大侯庄2号排灌变压器（2017年）台架变","100",0,"红色"]
[1341,"成武县供电公司","伯乐集供电所","伯乐集镇","10kV0107肖楼线","瓜李庄","200",0,"红色"]
[1342,"成武县供电公司","伯乐集供电所","伯乐集镇","10kV009徐海线","华中","200",0,"红色"]
[1343,"成武县供电公司","伯乐集供电所","伯乐集镇","10kV0109秦铺线","大郭庄西","200",0,"红色"]
[1344,"成武县供电公司","伯乐集供电所","伯乐集镇","10kV008巩庄线","刘庄村配电室","100",0,"红色"]
[1345,"成武县供电公司","伯乐集供电所","伯乐集镇","10kV008巩庄线","35kV伯乐站10kV0112王楼线林路口台架变","200",0,"红色"]
[1346,"成武县供电公司","伯乐集供电所","伯乐集镇","10kV0109秦铺线","10kV0105姜庄线池庄台架变","100",0,"红色"]
[1347,"成武县供电公司","伯乐集供电所","伯乐集镇","10kV0109秦铺线","大郭庄柱上变","400",0,"红色"]
[1348,"成武县供电公司","伯乐集供电所","伯乐集镇","10kV0111西袁庄线","郭楼","200",0,"红色"]
[1349,"成武县供电公司","伯乐集供电所","伯乐集镇","10kV0111西袁庄线","10kV007西袁庄线崇北柱上变","400",0,"红色"]
[1350,"成武县供电公司","伯乐集供电所","伯乐集镇","10kV0109秦铺线","10kV0109秦铺线西宋庄台架变","200",0,"红色"]
[1351,"成武县供电公司","伯乐集供电所","伯乐集镇","10kV009徐海线","西孙庄","200",0,"红色"]
[1352,"成武县供电公司","伯乐集供电所","伯乐集镇","10kV009徐海线","玉中南","200",0,"红色"]
[1353,"成武县供电公司","伯乐集供电所","伯乐集镇","10kV009徐海线","玉北2号","200",0,"红色"]
[1354,"成武县供电公司","伯乐集供电所","伯乐集镇","10kV009徐海线","后郭庄东","200",0,"红色"]
[1355,"成武县供电公司","伯乐集供电所","伯乐集镇","10kV0109秦铺线","10kV0109秦铺线李庄东台架变","200",0,"红色"]
[1356,"成武县供电公司","伯乐集供电所","伯乐集镇","10kV0112王楼线","田楼1南","200",0,"红色"]
[1357,"成武县供电公司","伯乐集供电所","伯乐集镇","10kV0109秦铺线","10kV0109秦铺线李庄西1台架变","200",0,"红色"]
[1358,"成武县供电公司","伯乐集供电所","伯乐集镇","10kV006祝庄线","徐海北","200",0,"红色"]
[1359,"成武县供电公司","伯乐集供电所","伯乐集镇","10kV0107肖楼线","马楼北","200",0,"红色"]
[1360,"成武县供电公司","伯乐集供电所","伯乐集镇","10kV0111西袁庄线","10kV0111西袁庄线王庄#1台架变","200",0,"红色"]
[1361,"成武县供电公司","伯乐集供电所","伯乐集镇","10kV0109秦铺线","10kV0109秦铺线梁庄西台架变","200",0,"红色"]
[1362,"成武县供电公司","伯乐集供电所","伯乐集镇","10kV009徐海线","祝东2#","400",0,"红色"]
[1363,"成武县供电公司","伯乐集供电所","伯乐集镇","10kV0109秦铺线","10kV0111西袁庄线袁庄中台架变","200",0,"红色"]
[1364,"成武县供电公司","伯乐集供电所","伯乐集镇","10kV006祝庄线","洪楼","200",0,"红色"]
[1365,"成武县供电公司","伯乐集供电所","伯乐集镇","10kV009徐海线","华东","200",0,"红色"]
[1366,"成武县供电公司","伯乐集供电所","伯乐集镇","10kV0111西袁庄线","周庄","200",0,"红色"]
[1367,"成武县供电公司","伯乐集供电所","伯乐集镇","10kV0111西袁庄线","35kV伯乐变电站10kV西袁庄线西扬庄台架变","200",0,"红色"]
[1368,"成武县供电公司","伯乐集供电所","伯乐集镇","10kV009徐海线","郭东开发","200",0,"红色"]
[1369,"成武县供电公司","伯乐集供电所","伯乐集镇","10kV0111西袁庄线","10kV0111西袁庄线邹庄中台架变","200",0,"红色"]
[1370,"成武县供电公司","伯乐集供电所","伯乐集镇","10kV0111西袁庄线","10kV0111西袁庄线胡堂西台架变","200",0,"红色"]
[1371,"成武县供电公司","伯乐集供电所","伯乐集镇","10kV0112王楼线","韩庄南","200",0,"红色"]
[1372,"成武县供电公司","伯乐集供电所","伯乐集镇","10kV006祝庄线","李庄南","200",0,"红色"]
[1373,"成武县供电公司","伯乐集供电所","伯乐集镇","10kV009徐海线","35kV宝峰站10kV009徐海线玉皇庙村小朱楼2号排灌台架变","100",0,"红色"]
[1374,"成武县供电公司","伯乐集供电所","伯乐集镇","10kV0109秦铺线","南邵庄南","200",0,"红色"]
[1375,"成武县供电公司","伯乐集供电所","伯乐集镇","10kV009徐海线","后郭庄北","200",0,"红色"]
[1376,"成武县供电公司","伯乐集供电所","伯乐集镇","10kV006祝庄线","宝峰大街东","400",0,"红色"]
[1377,"成武县供电公司","伯乐集供电所","伯乐集镇","10kV009徐海线","南院","200",0,"红色"]
[1378,"成武县供电公司","伯乐集供电所","伯乐集镇","10kV009徐海线","郭西开发","200",0,"红色"]
[1379,"成武县供电公司","伯乐集供电所","伯乐集镇","10kV0112王楼线","李海西","200",0,"红色"]
[1380,"成武县供电公司","伯乐集供电所","伯乐集镇","10kV0109秦铺线","10kV0109秦铺线曹庄1台架变","100",0,"红色"]
[1381,"成武县供电公司","伯乐集供电所","伯乐集镇","10kV006祝庄线","西杨庄南照明","200",0,"红色"]
[1382,"成武县供电公司","伯乐集供电所","伯乐集镇","10kV009徐海线","西祝楼","200",0,"红色"]
[1383,"成武县供电公司","伯乐集供电所","伯乐集镇","10kV0107肖楼线","马楼","200",0,"红色"]
[1384,"成武县供电公司","伯乐集供电所","伯乐集镇","10kV0112王楼线","伯乐杨庄中","200",0,"红色"]
[1385,"成武县供电公司","伯乐集供电所","伯乐集镇","10kV0111西袁庄线","10kV0111西袁庄线杨楼后街西台架变","200",0,"红色"]
[1386,"成武县供电公司","伯乐集供电所","伯乐集镇","10kV008巩庄线","巩庄中","200",0,"红色"]
[1387,"成武县供电公司","伯乐集供电所","伯乐集镇","10kV0111西袁庄线","10kV0111西袁庄线张楼台架变","200",0,"红色"]
[1388,"成武县供电公司","伯乐集供电所","伯乐集镇","10kV009徐海线","小吴楼东","200",0,"红色"]
[1389,"成武县供电公司","伯乐集供电所","伯乐集镇","10kV006祝庄线","高庄北","400",0,"红色"]
[1390,"成武县供电公司","伯乐集供电所","伯乐集镇","10kV0111西袁庄线","10kV0111西袁庄线杨楼中台架变","200",0,"红色"]
[1391,"成武县供电公司","伯乐集供电所","伯乐集镇","10kV0111西袁庄线","10kV0111西袁庄线庞庄台架变","100",0,"红色"]
[1392,"成武县供电公司","伯乐集供电所","伯乐集镇","10kV0111西袁庄线","祝小楼2","400",0,"红色"]
[1393,"成武县供电公司","伯乐集供电所","伯乐集镇","10kV0112王楼线","35kV伯乐变电站10kV0112王楼线后扬台架变","200",0,"红色"]
[1394,"成武县供电公司","伯乐集供电所","伯乐集镇","10kV0112王楼线","35kV伯乐变电站10kV王楼线李海台架变","200",0,"红色"]
[1395,"成武县供电公司","伯乐集供电所","伯乐集镇","10kV006祝庄线","徐海开发","200",0,"红色"]
[1396,"成武县供电公司","伯乐集供电所","伯乐集镇","10kV0112王楼线","10kV0112王楼线田楼邵庄台架变","200",0,"红色"]
[1397,"成武县供电公司","伯乐集供电所","伯乐集镇","10kV008巩庄线","宝东","200",0,"红色"]
[1398,"成武县供电公司","伯乐集供电所","伯乐集镇","10kV0111西袁庄线","西邵庄西村配电室","200",0,"红色"]
[1399,"成武县供电公司","伯乐集供电所","伯乐集镇","10kV009徐海线","小朱楼","200",0,"红色"]
[1400,"成武县供电公司","伯乐集供电所","伯乐集镇","10kV0111西袁庄线","伯乐10kV0111西袁庄线黄楼柱上变","400",0,"红色"]
[1401,"成武县供电公司","伯乐集供电所","伯乐集镇","10kV009徐海线","玉皇庙西","200",0,"红色"]
[1402,"成武县供电公司","伯乐集供电所","伯乐集镇","10kV0111西袁庄线","庞楼","200",0,"红色"]
[1403,"成武县供电公司","伯乐集供电所","伯乐集镇","10kV0112王楼线","伯乐3#","400",0,"红色"]
[1404,"成武县供电公司","伯乐集供电所","伯乐集镇","10kV0105姜庄线","10kV0105姜庄线康庄台架变","200",0,"红色"]
[1405,"成武县供电公司","伯乐集供电所","伯乐集镇","10kV0109秦铺线","伯乐10kV0109秦铺线梁庄柱上变","400",0,"红色"]
[1406,"成武县供电公司","伯乐集供电所","伯乐集镇","10kV0109秦铺线","邵菜园","200",0,"红色"]
[1407,"成武县供电公司","伯乐集供电所","伯乐集镇","10kV0109秦铺线","周楼","200",0,"红色"]
[1408,"成武县供电公司","伯乐集供电所","伯乐集镇","10kV008巩庄线","10kV0112王楼线林庄台架变","200",0,"红色"]
[1409,"成武县供电公司","伯乐集供电所","伯乐集镇","10kV008巩庄线","35kV伯乐站10kV0112王楼线陈家楼村陈楼东北排灌台架变","100",0,"红色"]
[1410,"成武县供电公司","伯乐集供电所","伯乐集镇","10kV009徐海线","35kV宝峰站10kV009徐海线临河集村2号排灌台架变","100",0,"红色"]
[1411,"成武县供电公司","伯乐集供电所","伯乐集镇","10kV009徐海线","35kV宝峰站10kV009徐海线西祝楼村7号排灌台架变","100",0,"红色"]
[1412,"成武县供电公司","伯乐集供电所","伯乐集镇","10kV009徐海线","35kV宝峰站10kV009徐海线东祝楼村王庄1号排灌台架变","100",0,"红色"]
[1413,"成武县供电公司","伯乐集供电所","伯乐集镇","10kV008巩庄线","35kV伯乐站10kV0112王楼线陈楼西02台架变","200",0,"红色"]
[1414,"成武县供电公司","伯乐集供电所","伯乐集镇","10kV0111西袁庄线","35kV伯乐站10kV0111西袁庄线崇福集村崇福集5号排灌台架变","100",0,"红色"]
[1415,"成武县供电公司","伯乐集供电所","伯乐集镇","10kV0105姜庄线","35kV伯乐站10kV0105姜庄线姜庄村姜庄排灌台架变","200",0,"红色"]
[1416,"成武县供电公司","伯乐集供电所","伯乐集镇","10kV009徐海线","35kV宝峰站10kV009徐海线玉皇庙村后郭庄北1号排灌台架变","100",0,"红色"]
[1417,"成武县供电公司","伯乐集供电所","伯乐集镇","10kV0111西袁庄线","35kV伯乐站10kV0111西袁庄线郭楼村邹庄1号排灌台架变","100",0,"红色"]
[1418,"成武县供电公司","伯乐集供电所","伯乐集镇","10kV0111西袁庄线","35kV伯乐站10kV0111西袁庄线崇福集村崇福集3号排灌台架变","100",0,"红色"]
[1419,"成武县供电公司","伯乐集供电所","伯乐集镇","10kV0111西袁庄线","35kV伯乐站10kV0111西袁庄线郭楼村西袁庄2号排灌台架变","100",0,"红色"]
[1420,"成武县供电公司","伯乐集供电所","伯乐集镇","10kV009徐海线","35kV宝峰站10kV009徐海线玉皇庙村小朱楼1号排灌台架变","100",0,"红色"]
[1421,"成武县供电公司","伯乐集供电所","伯乐集镇","10kV009徐海线","35kV宝峰站10kV009徐海线玉皇庙村玉皇庙西2号排灌台架变","100",0,"红色"]
[1422,"成武县供电公司","伯乐集供电所","伯乐集镇","10kV009徐海线","35kV宝峰站10kV009徐海线玉皇庙村小朱楼3号排灌台架变","100",0,"红色"]
[1423,"成武县供电公司","伯乐集供电所","伯乐集镇","10kV009徐海线","35kV宝峰站10kV009徐海线前西祝庄村华佗庙排灌台架变","100",0,"红色"]
[1424,"成武县供电公司","伯乐集供电所","伯乐集镇","10kV009徐海线","35kV宝峰站10kV009徐海线临河集村冷庄3号排灌台架变","100",0,"红色"]
[1425,"成武县供电公司","伯乐集供电所","伯乐集镇","10kV008巩庄线","35kV伯乐站10kV0112王楼线陈家楼村陈楼西北排灌台架变","100",0,"红色"]
[1426,"成武县供电公司","伯乐集供电所","伯乐集镇","10kV008巩庄线","35kV伯乐站10kV0112王楼线陈家楼村郑庄1号排灌台架变","100",0,"红色"]
[1427,"成武县供电公司","伯乐集供电所","伯乐集镇","10kV006祝庄线","35kV宝峰站10kV006祝庄线张高庄行政村高庄2号排灌台架变","100",0,"红色"]
[1428,"成武县供电公司","伯乐集供电所","伯乐集镇","10kV009徐海线","35kV宝峰站10kV009徐海线前郭庄村小吴楼4号排灌台架变","100",0,"红色"]
[1429,"成武县供电公司","伯乐集供电所","伯乐集镇","10kV0111西袁庄线","35kV伯乐站10kV0111西袁庄线伯乐集村伯乐集1号排灌台架变","100",0,"红色"]
[1430,"成武县供电公司","伯乐集供电所","伯乐集镇","10kV0112王楼线","35kV伯乐变电站10kV0112王楼线韩庄新变压器","200",0,"红色"]
[1431,"成武县供电公司","伯乐集供电所","伯乐集镇","10kV0111西袁庄线","35kV伯乐站10kV西袁庄线崇福集桥南变压器","400",0,"红色"]
[1432,"成武县供电公司","伯乐集供电所","伯乐集镇","10kV0111西袁庄线","10kV0111西袁庄线伯乐镇西邵庄5号排灌变压器（2019年）台架变","100",0,"红色"]
[1433,"成武县供电公司","伯乐集供电所","伯乐集镇","10kV0111西袁庄线","10kV0111西袁庄线伯乐镇西邵庄4号排灌变压器（2019年）台架变","100",0,"红色"]
[1434,"成武县供电公司","伯乐集供电所","伯乐集镇","10kV0111西袁庄线","10kV0111西袁庄线伯乐镇西邵庄8号排灌变压器（2019年）台架变","100",0,"红色"]
[1435,"成武县供电公司","伯乐集供电所","伯乐集镇","10kV0111西袁庄线","10kV0111西袁庄线伯乐镇朱庄村1号排灌变压器（2019年）台架变","100",0,"红色"]
[1436,"成武县供电公司","伯乐集供电所","伯乐集镇","10kV0111西袁庄线","10kV0111西袁庄线伯乐镇西邵庄7号排灌变压器（2019年）台架变","100",0,"红色"]
[1437,"成武县供电公司","伯乐集供电所","伯乐集镇","10kV0111西袁庄线","10kV0111西袁庄线伯乐镇西邵庄3号排灌变压器（2019年）台架变","100",0,"红色"]
[1438,"成武县供电公司","伯乐集供电所","伯乐集镇","10kV0111西袁庄线","10kV0111西袁庄线伯乐镇西邵庄1号排灌变压器（2019年）台架变","100",0,"红色"]
[1439,"成武县供电公司","伯乐集供电所","伯乐集镇","10kV0112王楼线","10kV0112王楼线伯乐镇后杨庄村1号排灌变压器（2019年）台架变","200",0,"红色"]
[1440,"成武县供电公司","伯乐集供电所","伯乐集镇","10kV0111西袁庄线","10kV0111西袁庄线伯乐镇西邵庄2号排灌变压器（2019年）台架变","100",0,"红色"]
[1441,"成武县供电公司","伯乐集供电所","伯乐集镇","10kV0111西袁庄线","10kV0111西袁庄线伯乐镇邓楼村2号排灌变压器（2019年）台架变","100",0,"红色"]
[1442,"成武县供电公司","伯乐集供电所","伯乐集镇","10kV0111西袁庄线","10kV0111西袁庄线伯乐镇朱庄村2号排灌变压器（2019年）台架变","100",0,"红色"]
[1443,"成武县供电公司","伯乐集供电所","伯乐集镇","10kV0111西袁庄线","35kV伯乐站10kV0111西袁庄线西邵庄西南变压器","200",0,"红色"]
[1444,"成武县供电公司","伯乐集供电所","伯乐集镇","10kV006祝庄线","东祝楼","200",0,"红色"]
[1445,"成武县供电公司","伯乐集供电所","伯乐集镇","10kV009徐海线","冷庄南","200",0,"红色"]
[1446,"成武县供电公司","伯乐集供电所","伯乐集镇","10kV0105姜庄线","35kV伯乐变电站10kV姜庄线宋庄台架变","200",0,"红色"]
[1447,"成武县供电公司","伯乐集供电所","伯乐集镇","10kV0111西袁庄线","10kV0111西袁庄线吴庄北台架变","200",0,"红色"]
[1448,"成武县供电公司","伯乐集供电所","伯乐集镇","10kV009徐海线","童庙东","200",0,"红色"]
[1449,"成武县供电公司","伯乐集供电所","伯乐集镇","10kV006祝庄线","公用400","400",0,"红色"]
[1450,"成武县供电公司","伯乐集供电所","伯乐集镇","10kV006祝庄线","马海","200",0,"红色"]
[1451,"成武县供电公司","伯乐集供电所","伯乐集镇","10kV009徐海线","洪楼北","200",0,"红色"]
[1452,"成武县供电公司","伯乐集供电所","伯乐集镇","10kV0109秦铺线","10kV0109秦铺线西宋庄东台架变","200",0,"红色"]
[1453,"成武县供电公司","伯乐集供电所","伯乐集镇","10kV0109秦铺线","周楼东","200",0,"红色"]
[1454,"成武县供电公司","伯乐集供电所","伯乐集镇","10kV009徐海线","小朱楼北","200",0,"红色"]
[1455,"成武县供电公司","伯乐集供电所","伯乐集镇","10kV009徐海线","华东南","200",0,"红色"]
[1456,"成武县供电公司","伯乐集供电所","伯乐集镇","10kV0107肖楼线","10kV0105姜庄线七里庙东台架变","200",0,"红色"]
[1457,"成武县供电公司","伯乐集供电所","伯乐集镇","10kV009徐海线","童庙南","200",0,"红色"]
[1458,"成武县供电公司","伯乐集供电所","伯乐集镇","10kV0105姜庄线","10kV0105姜庄线康楼1台架变","200",0,"红色"]
[1459,"成武县供电公司","伯乐集供电所","伯乐集镇","10kV0109秦铺线","10kV0109秦铺线秦铺#3台架变","200",0,"红色"]
[1460,"成武县供电公司","伯乐集供电所","伯乐集镇","10kV0107肖楼线","马楼东","200",0,"红色"]
[1461,"成武县供电公司","伯乐集供电所","伯乐集镇","10kV0111西袁庄线","10kV0111西袁庄线西袁庄北台架变","200",0,"红色"]
[1462,"成武县供电公司","伯乐集供电所","伯乐集镇","10kV0111西袁庄线","10kV0111西袁庄线胡庄#2台架变","200",0,"红色"]
[1463,"成武县供电公司","伯乐集供电所","伯乐集镇","10kV0111西袁庄线","35kV伯乐变电站10kV西袁庄线邓楼西台架变","200",0,"红色"]
[1464,"成武县供电公司","伯乐集供电所","伯乐集镇","10kV0111西袁庄线","10kV0111西袁庄线邓楼南台架变","200",0,"红色"]
[1465,"成武县供电公司","伯乐集供电所","伯乐集镇","10kV0111西袁庄线","10kV0111西袁庄线西邵庄中台架变","200",0,"红色"]
[1466,"成武县供电公司","伯乐集供电所","伯乐集镇","10kV0105姜庄线","小郭庄南","200",0,"红色"]
[1467,"成武县供电公司","伯乐集供电所","伯乐集镇","10kV0112王楼线","伯乐集别墅","200",0,"红色"]
[1468,"成武县供电公司","伯乐集供电所","伯乐集镇","10kV0112王楼线","王楼东","200",0,"红色"]
[1469,"成武县供电公司","伯乐集供电所","伯乐集镇","10kV0111西袁庄线","西邵庄东村配电室","400",0,"红色"]
[1470,"成武县供电公司","伯乐集供电所","伯乐集镇","10kV0109秦铺线","10kV0109秦铺线秦铺2台架变","200",0,"红色"]
[1471,"成武县供电公司","伯乐集供电所","伯乐集镇","10kV0109秦铺线","10kV0109秦铺线邵菜园西3号台架变","200",0,"红色"]
[1472,"成武县供电公司","伯乐集供电所","伯乐集镇","10kV0105姜庄线","10kV0105姜庄线康楼2台架变","200",0,"红色"]
[1473,"成武县供电公司","伯乐集供电所","伯乐集镇","10kV009徐海线","连庄","200",0,"红色"]
[1474,"成武县供电公司","伯乐集供电所","伯乐集镇","10kV0109秦铺线","袁庄","200",0,"红色"]
[1475,"成武县供电公司","伯乐集供电所","伯乐集镇","10kV0107肖楼线","贾庄庙","100",0,"红色"]
[1476,"成武县供电公司","伯乐集供电所","伯乐集镇","10kV006祝庄线","高庄","200",0,"红色"]
[1477,"成武县供电公司","伯乐集供电所","伯乐集镇","10kV0112王楼线","35kV伯乐变电站10kV王楼线伯乐2号台架变","400",0,"红色"]
[1478,"成武县供电公司","伯乐集供电所","伯乐集镇","10kV006祝庄线","10kV006祝庄线邵庄台架变","400",0,"红色"]
[1479,"成武县供电公司","伯乐集供电所","伯乐集镇","10kV0105姜庄线","小郭庄","400",0,"红色"]
[1480,"成武县供电公司","伯乐集供电所","伯乐集镇","10kV0111西袁庄线","崇福集中心","200",0,"红色"]
[1481,"成武县供电公司","伯乐集供电所","伯乐集镇","10kV0107肖楼线","伯张庄西","200",0,"红色"]
[1482,"成武县供电公司","伯乐集供电所","伯乐集镇","10kV0112王楼线","伯乐集街北","200",0,"红色"]
[1483,"成武县供电公司","伯乐集供电所","伯乐集镇","10kV0112王楼线","35kV伯乐变电站10kV0112王楼线杨陈庄西新变压器","200",0,"红色"]
[1484,"成武县供电公司","伯乐集供电所","伯乐集镇","10kV008巩庄线","35kV伯乐站10kV0112王楼线陈楼南台架变","400",0,"红色"]
[1485,"成武县供电公司","伯乐集供电所","伯乐集镇","10kV009徐海线","35kV宝峰站10kV009徐海线东祝楼村祝岗子5号排灌台架变","100",0,"红色"]
[1486,"成武县供电公司","伯乐集供电所","伯乐集镇","10kV009徐海线","35kV宝峰站10kV009徐海线玉皇庙村后郭庄东1号排灌台架变","100",0,"红色"]
[1487,"成武县供电公司","伯乐集供电所","伯乐集镇","10kV0111西袁庄线","35kV伯乐站10kV0111西袁庄线崇福集村崇福集6号排灌台架变","100",0,"红色"]
[1488,"成武县供电公司","伯乐集供电所","伯乐集镇","10kV009徐海线","35kV宝峰站10kV009徐海线玉皇庙村后郭庄西1号排灌台架变","100",0,"红色"]
[1489,"成武县供电公司","伯乐集供电所","伯乐集镇","10kV008巩庄线","35kV伯乐站10kV0112王楼线刘庄村林路口南排灌台架变","100",0,"红色"]
[1490,"成武县供电公司","伯乐集供电所","伯乐集镇","10kV009徐海线","35kV宝峰站10kV009徐海线临河集村冷庄2号排灌台架变","100",0,"红色"]
[1491,"成武县供电公司","伯乐集供电所","伯乐集镇","10kV0111西袁庄线","35kV伯乐站10kV0111西袁庄线崇福集村崇福集4号排灌台架变","100",0,"红色"]
[1492,"成武县供电公司","伯乐集供电所","伯乐集镇","10kV008巩庄线","35kV伯乐站10kV0112王楼线陈家楼村郑庄2号排灌台架变","100",0,"红色"]
[1493,"成武县供电公司","伯乐集供电所","伯乐集镇","10kV0111西袁庄线","35kV伯乐站10kV0111西袁庄线崇福集村崇福集2号排灌台架变","100",0,"红色"]
[1494,"成武县供电公司","伯乐集供电所","伯乐集镇","10kV008巩庄线","35kV伯乐站10kV0112王楼线刘庄村林庄排灌台架变","100",0,"红色"]
[1495,"成武县供电公司","伯乐集供电所","伯乐集镇","10kV009徐海线","35kV宝峰站10kV009徐海线临河集村冷庄1号排灌台架变","100",0,"红色"]
[1496,"成武县供电公司","伯乐集供电所","伯乐集镇","10kV009徐海线","西祝庄西200","200",0,"红色"]
[1497,"成武县供电公司","伯乐集供电所","伯乐集镇","10kV006祝庄线","东祝楼南","200",0,"红色"]
[1498,"成武县供电公司","伯乐集供电所","伯乐集镇","10kV009徐海线","西祝楼北","200",0,"红色"]
[1499,"成武县供电公司","伯乐集供电所","伯乐集镇","10kV0111西袁庄线","10kV0111西袁庄线伯乐镇邓楼村3号排灌变压器（2019年）台架变","100",0,"红色"]
[1500,"成武县供电公司","伯乐集供电所","伯乐集镇","10kV009徐海线","玉西张庄南","200",0,"红色"]
[1501,"成武县供电公司","伯乐集供电所","伯乐集镇","10kV0111西袁庄线","10kV0111西袁庄线伯乐镇西邵庄6号排灌变压器（2019年）台架变","100",0,"红色"]
[1502,"成武县供电公司","伯乐集供电所","伯乐集镇","10kV0111西袁庄线","35kV伯乐站10kV西袁庄线庞楼北变压器","200",0,"红色"]
[1503,"成武县供电公司","伯乐集供电所","伯乐集镇","10kV0111西袁庄线","35kV伯乐站10kV西袁庄线崇福集西北变压器","200",0,"红色"]
[1504,"成武县供电公司","伯乐集供电所","伯乐集镇","10kV009徐海线","宝峰王庄","100",0,"红色"]
[1505,"成武县供电公司","伯乐集供电所","伯乐集镇","10kV009徐海线","田庄","200",0,"红色"]
[1506,"成武县供电公司","伯乐集供电所","伯乐集镇","10kV0111西袁庄线","10kV0111西袁庄线小侯庄北台架变","200",0,"红色"]
[1507,"成武县供电公司","伯乐集供电所","伯乐集镇","10kV0112王楼线","35kV伯乐变电站10kV0112王楼线伯乐5号台架变","400",0,"红色"]
[1508,"成武县供电公司","伯乐集供电所","伯乐集镇","10kV0109秦铺线","35kV伯乐站10kV0109秦铺线李庄台架变","400",0,"红色"]
[1509,"成武县供电公司","伯乐集供电所","伯乐集镇","10kV0109秦铺线","大郭庄2号","200",0,"红色"]
[1510,"成武县供电公司","伯乐集供电所","伯乐集镇","10kV008巩庄线","巩庄北","200",0,"红色"]
[1511,"成武县供电公司","伯乐集供电所","伯乐集镇","10kV006祝庄线","胡楼","200",0,"红色"]
[1512,"成武县供电公司","伯乐集供电所","伯乐集镇","10kV0112王楼线","伯乐集南街","200",0,"红色"]
[1513,"成武县供电公司","伯乐集供电所","伯乐集镇","10kV008巩庄线","10kV0112王楼线陈楼北台架变","200",0,"红色"]
[1514,"成武县供电公司","伯乐集供电所","伯乐集镇","10kV008巩庄线","10kV0112王楼线巩庄柱上变","400",0,"红色"]
[1515,"成武县供电公司","伯乐集供电所","伯乐集镇","10kV009徐海线","林河集南","200",0,"红色"]
[1516,"成武县供电公司","伯乐集供电所","伯乐集镇","10kV0111西袁庄线","10kV0111西袁庄线杨庄北台架变","200",0,"红色"]
[1517,"成武县供电公司","伯乐集供电所","伯乐集镇","10kV009徐海线","小吴楼","200",0,"红色"]
[1518,"成武县供电公司","伯乐集供电所","伯乐集镇","10kV008巩庄线","王庙南","200",0,"红色"]
[1519,"成武县供电公司","伯乐集供电所","伯乐集镇","10kV0111西袁庄线","10kV0111西袁庄线崇福集东台架变","200",0,"红色"]
[1520,"成武县供电公司","伯乐集供电所","伯乐集镇","10kV009徐海线","周庄","200",0,"红色"]
[1521,"成武县供电公司","伯乐集供电所","伯乐集镇","10kV008巩庄线","宝西","200",0,"红色"]
[1522,"成武县供电公司","伯乐集供电所","伯乐集镇","10kV009徐海线","玉中庙","200",0,"红色"]
[1523,"成武县供电公司","伯乐集供电所","伯乐集镇","10kV009徐海线","宝峰大街北","200",0,"红色"]
[1524,"成武县供电公司","伯乐集供电所","伯乐集镇","10kV0107肖楼线","伯张庄","200",0,"红色"]
[1525,"成武县供电公司","伯乐集供电所","伯乐集镇","10kV0112王楼线","田楼1","200",0,"红色"]
[1526,"成武县供电公司","伯乐集供电所","伯乐集镇","10kV009徐海线","10kV009徐海线玉皇庙东台架变","200",0,"红色"]
[1527,"成武县供电公司","伯乐集供电所","伯乐集镇","10kV009徐海线","林河集北","200",0,"红色"]
[1528,"成武县供电公司","伯乐集供电所","伯乐集镇","10kV0111西袁庄线","朱庄南","200",0,"红色"]
[1529,"成武县供电公司","伯乐集供电所","伯乐集镇","10kV008巩庄线","巩庄南","200",0,"红色"]
[1530,"成武县供电公司","伯乐集供电所","伯乐集镇","10kV0111西袁庄线","10kV0111西袁庄线崇福集西台架变","200",0,"红色"]
[1531,"成武县供电公司","伯乐集供电所","伯乐集镇","10kV0109秦铺线","35kV伯乐站10kV0109秦铺线周楼西台架变","200",0,"红色"]
[1532,"成武县供电公司","伯乐集供电所","伯乐集镇","10kV0111西袁庄线","35kV伯乐站10kV0111西袁庄线郭楼北台架变","200",0,"红色"]
[1533,"成武县供电公司","伯乐集供电所","伯乐集镇","10kV0111西袁庄线","10kV0111西袁庄线伯乐镇邓楼村1号排灌变压器（2019年）台架变","100",0,"红色"]
[1534,"成武县供电公司","伯乐集供电所","伯乐集镇","10kV0111西袁庄线","10kV0111西袁庄线尚庄#6台架变","200",0,"红色"]
[1535,"成武县供电公司","伯乐集供电所","伯乐集镇","10kV006祝庄线","东祝楼东","200",0,"红色"]
[1536,"成武县供电公司","伯乐集供电所","伯乐集镇","10kV0111西袁庄线","35kV伯乐站10kV西袁庄线大侯庄中变压器","200",0,"红色"]
[1537,"成武县供电公司","伯乐集供电所","伯乐集镇","10kV0109秦铺线","10kV0109秦铺线秦铺学校台架变","200",0,"红色"]
[1538,"成武县供电公司","伯乐集供电所","伯乐集镇","10kV0107肖楼线","马楼小区2号","800",0,"红色"]
[1539,"成武县供电公司","伯乐集供电所","伯乐集镇","10kV0111西袁庄线","黄楼小区1号","800",0,"红色"]
[1540,"成武县供电公司","伯乐集供电所","伯乐集镇","10kV0107肖楼线","马楼小区1号","800",0,"红色"]
[1541,"成武县供电公司","伯乐集供电所","伯乐集镇","10kV0111西袁庄线","黄楼小区2号","800",0,"红色"]
[1542,"成武县供电公司","伯乐集供电所","伯乐集镇","10kV0112王楼线","10kV0112王楼线伯乐9柱上变","400",0,"红色"]
[1543,"成武县供电公司","伯乐集供电所","伯乐集镇","10kV0109秦铺线","10kV0109秦铺线西宋庄2南柱上变","400",0,"红色"]
[1544,"成武县供电公司","伯乐集供电所","伯乐集镇","10kV0112王楼线","10kV0112王楼线伯乐10柱上变","400",0,"红色"]
[1545,"成武县供电公司","伯乐集供电所","伯乐集镇","10kV0105姜庄线","10kV0105姜庄线宋庄西柱上变","400",0,"红色"]
[1546,"成武县供电公司","伯乐集供电所","伯乐集镇","10kV0112王楼线","陈庄东柱上变","400",0,"红色"]
[1547,"成武县供电公司","伯乐集供电所","伯乐集镇","10kV0105姜庄线","10kV0105姜庄线姜庄北柱上变","200",0,"红色"]
[1548,"成武县供电公司","伯乐集供电所","伯乐集镇","10kV0105姜庄线","10kV0105姜庄线苗庄西柱上变","400",0,"红色"]
[1549,"成武县供电公司","伯乐集供电所","伯乐集镇","10kV0111西袁庄线","10kV0111西袁庄线胡庄新增柱上变","400",0,"红色"]
[1550,"成武县供电公司","伯乐集供电所","伯乐集镇","10kV0105姜庄线","10kV0105姜庄线刘楼柱上变","200",0,"红色"]
[1551,"成武县供电公司","伯乐集供电所","伯乐集镇","10kV0112王楼线","10kV0112王楼线王楼新柱上变","400",0,"红色"]
[1552,"成武县供电公司","伯乐集供电所","伯乐集镇","10kV0109秦铺线","10kV0109秦铺线张堂柱上变","400",0,"红色"]
[1553,"成武县供电公司","伯乐集供电所","伯乐集镇","10kV0109秦铺线","南邵庄东柱上变","400",0,"红色"]
[1554,"成武县供电公司","伯乐集供电所","伯乐集镇","10kV0111西袁庄线","孟庄南柱上变","400",0,"红色"]
[1555,"成武县供电公司","伯乐集供电所","伯乐集镇","10kV0107肖楼线","伯乐站10kV004肖楼线邢楼柱上变","400",0,"红色"]
[1556,"成武县供电公司","伯乐集供电所","伯乐集镇","10kV0107肖楼线","10kV0107肖楼线十里庙东400柱上变","400",0,"红色"]
[1557,"成武县供电公司","伯乐集供电所","伯乐集镇","10kV0107肖楼线","10kV0107肖楼线十里庙2柱上变","400",0,"红色"]
[1558,"成武县供电公司","伯乐集供电所","伯乐集镇","10kV0107肖楼线","10kV0107肖楼线邢楼3柱上变","200",0,"红色"]
[1559,"成武县供电公司","伯乐集供电所","伯乐集镇","10kV0112王楼线","10kV0112王楼线陈庄西2柱上变","400",0,"红色"]
[1560,"成武县供电公司","伯乐集供电所","伯乐集镇","10kV0105姜庄线","10kV0105姜庄线康楼北柱上变","400",0,"红色"]
[1561,"成武县供电公司","伯乐集供电所","伯乐集镇","10kV0109秦铺线","10kV0109秦铺线邵菜园2号400柱上变","400",0,"红色"]
[1562,"成武县供电公司","伯乐集供电所","伯乐集镇","10kV0112王楼线","35kV伯乐站10kV0112王楼线伯乐7号台架变","200",0,"红色"]
[1563,"成武县供电公司","伯乐集供电所","伯乐集镇","10kV008巩庄线","10kV008巩庄线宝峰社区1号箱式变","630",0,"红色"]
[1564,"成武县供电公司","伯乐集供电所","伯乐集镇","10kV008巩庄线","10kV008巩庄线宝峰社区4号箱式变","630",0,"红色"]
[1565,"成武县供电公司","伯乐集供电所","伯乐集镇","10kV008巩庄线","10kV008巩庄线宝东中台架变","400",0,"红色"]
[1566,"成武县供电公司","伯乐集供电所","伯乐集镇","10kV006祝庄线","10kV祝庄线西丁楼南","200",0,"红色"]
[1567,"成武县供电公司","伯乐集供电所","伯乐集镇","10kV006祝庄线","10kV祝庄线徐海中","200",0,"红色"]
[1568,"成武县供电公司","伯乐集供电所","伯乐集镇","10kV008巩庄线","10kV008巩庄线宝峰社区5号箱式变","630",0,"红色"]
[1569,"成武县供电公司","伯乐集供电所","伯乐集镇","10kV008巩庄线","10kV008巩庄线宝峰社区8号箱式变","400",0,"红色"]
[1570,"成武县供电公司","伯乐集供电所","伯乐集镇","10kV008巩庄线","10kV008巩庄线宝峰社区2号箱式变","630",0,"红色"]
[1571,"成武县供电公司","伯乐集供电所","伯乐集镇","10kV0111西袁庄线","10kV西袁庄线胡庄柱上变","200",0,"红色"]
[1572,"成武县供电公司","天宫庙供电所","天宫庙镇","35kV苏庄站10kV007康集线","35kV苏庄站10kV007康集线康集村北柱上变压器","400",0,"红色"]
[1573,"成武县供电公司","天宫庙供电所","天宫庙镇","35kV苏庄站10kV005三堂线","35kV苏庄站10kV005三堂线天南2号柱上变压器","200",0,"红色"]
[1574,"成武县供电公司","天宫庙供电所","天宫庙镇","35kV苏庄站10kV005三堂线","35kV苏庄站10kV005三堂线宋庄南柱上变压器","200",0,"红色"]
[1575,"成武县供电公司","天宫庙供电所","天宫庙镇","0105郑河线","110kV成武站0105郑河线秦楼南排灌配电室","160",0,"红色"]
[1576,"成武县供电公司","天宫庙供电所","天宫庙镇","35kV苏庄站10kV006天东线","35kV苏庄站10kV006天东线李西2号柱上变压器","200",0,"红色"]
[1577,"成武县供电公司","天宫庙供电所","天宫庙镇","35kV苏庄站10kV006天东线","35kV苏庄站10kV006天东线李北3号柱上变压器","200",0,"红色"]
[1578,"成武县供电公司","天宫庙供电所","天宫庙镇","35kV苏庄站10kV005三堂线","35kV苏庄站10kV005三堂线天宫东北柱上变压器","200",0,"红色"]
[1579,"成武县供电公司","天宫庙供电所","天宫庙镇","35kV苏庄站10kV005三堂线","35kV苏庄站10kV005三堂线胡楼北柱上变压器","200",0,"红色"]
[1580,"成武县供电公司","天宫庙供电所","天宫庙镇","35kV苏庄站10kV005三堂线","35kV苏庄站10kV005三堂线陈北东柱上变压器","200",0,"红色"]
[1581,"成武县供电公司","天宫庙供电所","天宫庙镇","35kV苏庄站10kV007康集线","35kV苏庄站10kV康集线黄庄东台架变","400",0,"红色"]
[1582,"成武县供电公司","天宫庙供电所","天宫庙镇","35kV苏庄站10kV005三堂线","35kV苏庄站10kV005三堂线宋三堂北柱上变压器","200",0,"红色"]
[1583,"成武县供电公司","天宫庙供电所","天宫庙镇","35kV苏庄站10kV005三堂线","35kV苏庄站10kV005三堂线天宫弯街柱上变压器","400",0,"红色"]
[1584,"成武县供电公司","天宫庙供电所","天宫庙镇","35kV苏庄站10kV005三堂线","35kV苏庄站10kV005三堂线张庄北柱上变压器","200",0,"红色"]
[1585,"成武县供电公司","天宫庙供电所","天宫庙镇","35kV苏庄站10kV005三堂线","35kV苏庄站10kV005三堂线天南柱上变压器","200",0,"红色"]
[1586,"成武县供电公司","天宫庙供电所","天宫庙镇","35kV苏庄站10kV005三堂线","35kV苏庄站10kV005三堂线陈楼王庄台架变","200",0,"红色"]
[1587,"成武县供电公司","天宫庙供电所","天宫庙镇","35kV苏庄站10kV007康集线","35kV苏庄站10kV007康集线康集村4配变","160",0,"红色"]
[1588,"成武县供电公司","天宫庙供电所","天宫庙镇","35kV苏庄站10kV005三堂线","35kV苏庄站10kV005三堂线天东2号北柱上变压器","400",0,"红色"]
[1589,"成武县供电公司","天宫庙供电所","天宫庙镇","0105郑河线","110kV成武变电站0105郑河线张楼南柱上变压器","400",0,"红色"]
[1590,"成武县供电公司","天宫庙供电所","天宫庙镇","35kV苏庄站10kV005三堂线","35kV苏庄变电站10kV三堂线天西村台架变","200",0,"红色"]
[1591,"成武县供电公司","天宫庙供电所","天宫庙镇","35kV苏庄站10kV006天东线","35kV苏庄变电站10kV天东线宋庄台架变","200",0,"红色"]
[1592,"成武县供电公司","天宫庙供电所","天宫庙镇","35kV苏庄站10kV007康集线","35kV苏庄变电站10kV康集线国网山东省电力公司成武县供电公司柱上变压器","200",0,"红色"]
[1593,"成武县供电公司","天宫庙供电所","天宫庙镇","35kV苏庄站10kV004天西线","10kV004天西线宁庄台架变","160",0,"红色"]
[1594,"成武县供电公司","天宫庙供电所","天宫庙镇","35kV苏庄站10kV006天东线","王集西1","400",0,"红色"]
[1595,"成武县供电公司","天宫庙供电所","天宫庙镇","35kV苏庄站10kV006天东线","李东李楼村配电室","200",0,"红色"]
[1596,"成武县供电公司","天宫庙供电所","天宫庙镇","35kV苏庄站10kV006天东线","10kV006天东线白楼南2号台架变","200",0,"红色"]
[1597,"成武县供电公司","天宫庙供电所","天宫庙镇","35kV苏庄站10kV007康集线","10kV007康集线宋大楼新村台架变","200",0,"红色"]
[1598,"成武县供电公司","天宫庙供电所","天宫庙镇","10kV011邵楼线","35kV韩堂站10kV011邵楼线孟窑西台架变","200",0,"红色"]
[1599,"成武县供电公司","天宫庙供电所","天宫庙镇","35kV苏庄站10kV006天东线","李楼9号排灌（2016三批）李楼村配电室","160",0,"红色"]
[1600,"成武县供电公司","天宫庙供电所","天宫庙镇","10kV011邵楼线","35kV韩堂站10kV011邵楼线刘饭铺台架变","200",0,"红色"]
[1601,"成武县供电公司","天宫庙供电所","天宫庙镇","10kV011邵楼线","35kV韩堂站10kV011邵楼线八里河北台架变","400",0,"红色"]
[1602,"成武县供电公司","天宫庙供电所","天宫庙镇","10kV011邵楼线","35kV韩堂站10kV邵楼线伍伦变压器","400",0,"红色"]
[1603,"成武县供电公司","天宫庙供电所","天宫庙镇","35kV苏庄站10kV006天东线","李南李楼村配电室","200",0,"红色"]
[1604,"成武县供电公司","天宫庙供电所","天宫庙镇","35kV苏庄站10kV004天西线","10kV004天西线常楼后台架变","200",0,"红色"]
[1605,"成武县供电公司","天宫庙供电所","天宫庙镇","10kV011邵楼线","35kV韩堂站10kV011邵楼线八里河南台架变","200",0,"红色"]
[1606,"成武县供电公司","天宫庙供电所","天宫庙镇","35kV苏庄站10kV007康集线","宋大楼","100",0,"红色"]
[1607,"成武县供电公司","天宫庙供电所","天宫庙镇","35kV苏庄站10kV004天西线","10kV004天西线西黄台架变","160",0,"红色"]
[1608,"成武县供电公司","天宫庙供电所","天宫庙镇","0105郑河线","洼里孙庄","200",0,"红色"]
[1609,"成武县供电公司","天宫庙供电所","天宫庙镇","35kV苏庄站10kV004天西线","天孙庄翟楼村配电室","100",0,"红色"]
[1610,"成武县供电公司","天宫庙供电所","天宫庙镇","35kV苏庄站10kV006天东线","10kV006天东线李北2号台架变","200",0,"红色"]
[1611,"成武县供电公司","天宫庙供电所","天宫庙镇","0105郑河线","郑河新村","200",0,"红色"]
[1612,"成武县供电公司","天宫庙供电所","天宫庙镇","35kV苏庄站10kV006天东线","10kV006天东线仁集东台架变","200",0,"红色"]
[1613,"成武县供电公司","天宫庙供电所","天宫庙镇","10kV009王饭铺线","35kV韩堂站10kV009王饭铺线刘庄变压器","200",0,"红色"]
[1614,"成武县供电公司","天宫庙供电所","天宫庙镇","35kV苏庄站10kV007康集线","孙庄","200",0,"红色"]
[1615,"成武县供电公司","天宫庙供电所","天宫庙镇","35kV苏庄站10kV005三堂线","10kV005三堂线陈北台架变","200",0,"红色"]
[1616,"成武县供电公司","天宫庙供电所","天宫庙镇","35kV苏庄站10kV004天西线","10kV004天西线天宫袁庄台架变","200",0,"红色"]
[1617,"成武县供电公司","天宫庙供电所","天宫庙镇","35kV苏庄站10kV005三堂线","后老李家","160",0,"红色"]
[1618,"成武县供电公司","天宫庙供电所","天宫庙镇","35kV苏庄站10kV006天东线","李西李楼村配电室","160",0,"红色"]
[1619,"成武县供电公司","天宫庙供电所","天宫庙镇","35kV苏庄站10kV007康集线","10kV007康集线干李庄台架变","200",0,"红色"]
[1620,"成武县供电公司","天宫庙供电所","天宫庙镇","35kV苏庄站10kV006天东线","10kV006天东线天宫陈庄台架变","200",0,"红色"]
[1621,"成武县供电公司","天宫庙供电所","天宫庙镇","35kV苏庄站10kV005三堂线","35kV苏庄变电站10kV005三堂线天西南变压器","400",0,"红色"]
[1622,"成武县供电公司","天宫庙供电所","天宫庙镇","35kV苏庄站10kV006天东线","10kV006天东线天宫庙镇申楼村3号排灌变压器（2016三批）台架变","200",0,"红色"]
[1623,"成武县供电公司","天宫庙供电所","天宫庙镇","35kV苏庄站10kV006天东线","10kV006天东线天宫庙镇白楼村6号排灌变压器（2016三批）台架变","100",0,"红色"]
[1624,"成武县供电公司","天宫庙供电所","天宫庙镇","35kV苏庄站10kV007康集线","康北1号北","400",0,"红色"]
[1625,"成武县供电公司","天宫庙供电所","天宫庙镇","35kV苏庄站10kV005三堂线","天宫庙镇天宫村6号排灌变压器","200",0,"红色"]
[1626,"成武县供电公司","天宫庙供电所","天宫庙镇","35kV苏庄站10kV007康集线","苏庄站10kV007康集线李小楼东变压器","400",0,"红色"]
[1627,"成武县供电公司","天宫庙供电所","天宫庙镇","35kV苏庄站10kV005三堂线","35kV苏庄变电站10kV005三堂线菜市街变压器","315",0,"红色"]
[1628,"成武县供电公司","天宫庙供电所","天宫庙镇","35kV苏庄站10kV005三堂线","天西北","200",0,"红色"]
[1629,"成武县供电公司","天宫庙供电所","天宫庙镇","35kV苏庄站10kV004天西线","35kV苏庄变电站10kV004天西线岳楼新村3号变压器","200",0,"红色"]
[1630,"成武县供电公司","天宫庙供电所","天宫庙镇","0105郑河线","永昌街道刘坊村2号排灌（2016三批）","100",0,"红色"]
[1631,"成武县供电公司","天宫庙供电所","天宫庙镇","35kV苏庄站10kV004天西线","栗楼北2#","200",0,"红色"]
[1632,"成武县供电公司","天宫庙供电所","天宫庙镇","35kV苏庄站10kV006天东线","35kV苏庄站10kV006天东线申南邵庄变压器","200",0,"红色"]
[1633,"成武县供电公司","天宫庙供电所","天宫庙镇","35kV苏庄站10kV004天西线","35kV苏庄变电站10kV004天西线西刘庄变压器","200",0,"红色"]
[1634,"成武县供电公司","天宫庙供电所","天宫庙镇","10kV009王饭铺线","沙楼","160",0,"红色"]
[1635,"成武县供电公司","天宫庙供电所","天宫庙镇","35kV苏庄站10kV005三堂线","10kV005三堂线陈南1台架变","200",0,"红色"]
[1636,"成武县供电公司","天宫庙供电所","天宫庙镇","35kV苏庄站10kV005三堂线","天南北","200",0,"红色"]
[1637,"成武县供电公司","天宫庙供电所","天宫庙镇","0105郑河线","郑河","200",0,"红色"]
[1638,"成武县供电公司","天宫庙供电所","天宫庙镇","35kV苏庄站10kV006天东线","10kV006天东线单庄西2号台架变","200",0,"红色"]
[1639,"成武县供电公司","天宫庙供电所","天宫庙镇","35kV苏庄站10kV004天西线","10kV004天西线潘王楼西台架变","200",0,"红色"]
[1640,"成武县供电公司","天宫庙供电所","天宫庙镇","35kV苏庄站10kV007康集线","柏树园西","200",0,"红色"]
[1641,"成武县供电公司","天宫庙供电所","天宫庙镇","0105郑河线","成武变电站10kV0105郑河线张楼变压器","200",0,"红色"]
[1642,"成武县供电公司","天宫庙供电所","天宫庙镇","35kV苏庄站10kV004天西线","10kV004天西线南刘庄西台架变","200",0,"红色"]
[1643,"成武县供电公司","天宫庙供电所","天宫庙镇","35kV苏庄站10kV005三堂线","10kV005三堂线天东2号台架变","400",0,"红色"]
[1644,"成武县供电公司","天宫庙供电所","天宫庙镇","35kV苏庄站10kV005三堂线","10kV005三堂线宋三堂2号台架变","200",0,"红色"]
[1645,"成武县供电公司","天宫庙供电所","天宫庙镇","0103天宫线","大黄楼","160",0,"红色"]
[1646,"成武县供电公司","天宫庙供电所","天宫庙镇","35kV苏庄站10kV006天东线","10kV006天东线王集东2台架变","200",0,"红色"]
[1647,"成武县供电公司","天宫庙供电所","天宫庙镇","35kV苏庄站10kV005三堂线","10kV005三堂线胡店中台架变","200",0,"红色"]
[1648,"成武县供电公司","天宫庙供电所","天宫庙镇","35kV苏庄站10kV005三堂线","10kV005三堂线三堂张庄南台架变","200",0,"红色"]
[1649,"成武县供电公司","天宫庙供电所","天宫庙镇","35kV苏庄站10kV005三堂线","前李老家","400",0,"红色"]
[1650,"成武县供电公司","天宫庙供电所","天宫庙镇","35kV苏庄站10kV007康集线","10kV007康集线刘楼村1号（刘花南2016年井井通第三批）台架变","200",0,"红色"]
[1651,"成武县供电公司","天宫庙供电所","天宫庙镇","35kV苏庄站10kV007康集线","成武站10kV康集线刘楼村3号（大刘楼西2016年井井通第三批）","100",0,"红色"]
[1652,"成武县供电公司","天宫庙供电所","天宫庙镇","35kV苏庄站10kV007康集线","10kV007康集线刘楼村5号（大刘楼东西2016年井井通第三批）台架变","100",0,"红色"]
[1653,"成武县供电公司","天宫庙供电所","天宫庙镇","35kV苏庄站10kV007康集线","10kV007康集线刘楼村6号（宋大楼东2016年井井通第三批）台架变","200",0,"红色"]
[1654,"成武县供电公司","天宫庙供电所","天宫庙镇","0105郑河线","10kV0105郑河线东秦楼2号（孙庄西2016年井井通第三批）台架变","100",0,"红色"]
[1655,"成武县供电公司","天宫庙供电所","天宫庙镇","10kV011邵楼线","永昌街道八里河村2号排灌变压器（2016年三批）","100",0,"红色"]
[1656,"成武县供电公司","天宫庙供电所","天宫庙镇","35kV苏庄站10kV005三堂线","10kV005三堂线天宫庙镇宋三堂村2号排灌变压器（2016三批）台架变","100",0,"红色"]
[1657,"成武县供电公司","天宫庙供电所","天宫庙镇","35kV苏庄站10kV005三堂线","天宫庙镇耿庄3号排灌变压器（2016三批）","100",0,"红色"]
[1658,"成武县供电公司","天宫庙供电所","天宫庙镇","35kV苏庄站10kV006天东线","10kV006天东线天宫庙镇单庄村4号排灌变压器（2016三批）台架变","200",0,"红色"]
[1659,"成武县供电公司","天宫庙供电所","天宫庙镇","10kV009王饭铺线","35kV韩堂站10kV009王饭铺线天宫镇刘庄村1号排灌变压器（2016年三批）台架变","100",0,"红色"]
[1660,"成武县供电公司","天宫庙供电所","天宫庙镇","35kV苏庄站10kV006天东线","10kV006天东线天宫庙镇张庄村1号排灌变压器（2016三批）台架变","100",0,"红色"]
[1661,"成武县供电公司","天宫庙供电所","天宫庙镇","10kV011邵楼线","35kV韩堂站10kV011邵楼线文亭街道孟窑村1号排灌变压器（2016年三批）台架变","100",0,"红色"]
[1662,"成武县供电公司","天宫庙供电所","天宫庙镇","35kV苏庄站10kV004天西线","35kV苏庄变电站10kV004天西线常楼3号变压器","200",0,"红色"]
[1663,"成武县供电公司","天宫庙供电所","天宫庙镇","0105郑河线","永昌街道刘坊村1号排灌变压器（2016三批）","200",0,"红色"]
[1664,"成武县供电公司","天宫庙供电所","天宫庙镇","35kV苏庄站10kV005三堂线","10kV005三堂线王庄台架变","200",0,"红色"]
[1665,"成武县供电公司","天宫庙供电所","天宫庙镇","35kV苏庄站10kV007康集线","苏庄变电站10kV007康集线柏树园村变压器","200",0,"红色"]
[1666,"成武县供电公司","天宫庙供电所","天宫庙镇","35kV苏庄站10kV006天东线","10kV006天东线天宫庙镇申楼村2号排灌变压器（2016三批）台架变","200",0,"红色"]
[1667,"成武县供电公司","天宫庙供电所","天宫庙镇","35kV苏庄站10kV005三堂线","天北东","400",0,"红色"]
[1668,"成武县供电公司","天宫庙供电所","天宫庙镇","35kV苏庄站10kV007康集线","岳李庄","200",0,"红色"]
[1669,"成武县供电公司","天宫庙供电所","天宫庙镇","35kV苏庄站10kV004天西线","西刘庄东","200",0,"红色"]
[1670,"成武县供电公司","天宫庙供电所","天宫庙镇","10kV009王饭铺线","35kV韩堂站10kV009王饭铺线毕庙西台架变","200",0,"红色"]
[1671,"成武县供电公司","天宫庙供电所","天宫庙镇","35kV苏庄站10kV004天西线","10kV004天西线栗楼西台架变","200",0,"红色"]
[1672,"成武县供电公司","天宫庙供电所","天宫庙镇","0103天宫线","大黄楼王庄","200",0,"红色"]
[1673,"成武县供电公司","天宫庙供电所","天宫庙镇","35kV苏庄站10kV007康集线","10kV007康集线刘楼村2号（唐梁集西2016年井井通第三批）台架变","100",0,"红色"]
[1674,"成武县供电公司","天宫庙供电所","天宫庙镇","35kV苏庄站10kV004天西线","35kV苏庄站10kV004天西线翟楼村王楼北排灌台架变","100",0,"红色"]
[1675,"成武县供电公司","天宫庙供电所","天宫庙镇","35kV苏庄站10kV006天东线","35kV苏庄站10kV006天东线申楼村高庄南排灌台架变","100",0,"红色"]
[1676,"成武县供电公司","天宫庙供电所","天宫庙镇","35kV苏庄站10kV007康集线","35kV苏庄站10kV007康集线申楼村申西西北排灌台架变","100",0,"红色"]
[1677,"成武县供电公司","天宫庙供电所","天宫庙镇","35kV苏庄站10kV007康集线","35kV苏庄站10kV007康集线申楼村邵庄西排灌台架变","100",0,"红色"]
[1678,"成武县供电公司","天宫庙供电所","天宫庙镇","10kV011邵楼线","35kV韩堂站10kV011邵楼线王饭铺村王饭铺北3号排灌变压器","100",0,"红色"]
[1679,"成武县供电公司","天宫庙供电所","天宫庙镇","35kV苏庄站10kV007康集线","35kV苏庄站10kV007康集线申楼村姚庄东排灌台架变","100",0,"红色"]
[1680,"成武县供电公司","天宫庙供电所","天宫庙镇","35kV苏庄站10kV005三堂线","35kV苏庄站10kV005三堂线天宫村中心台架变","400",0,"红色"]
[1681,"成武县供电公司","天宫庙供电所","天宫庙镇","35kV苏庄站10kV006天东线","10kV006天东线天宫庙镇白楼村2号排灌变压器（2016三批）台架变","100",0,"红色"]
[1682,"成武县供电公司","天宫庙供电所","天宫庙镇","35kV苏庄站10kV005三堂线","10kV005三堂线天宫庙镇天宫庙村4号排灌变压器（2016三批）台架变","200",0,"红色"]
[1683,"成武县供电公司","天宫庙供电所","天宫庙镇","35kV苏庄站10kV004天西线","10kV004天西线天宫庙镇常楼村2号排灌变压器（2016三批）台架变","100",0,"红色"]
[1684,"成武县供电公司","天宫庙供电所","天宫庙镇","10kV011邵楼线","35kV韩堂站10kV011邵楼线永昌街道八里河村1号排灌变压器（2016年三批）台架变","100",0,"红色"]
[1685,"成武县供电公司","天宫庙供电所","天宫庙镇","35kV苏庄站10kV004天西线","10kV004天西线天宫庙镇潘庄村3号排灌变压器（2016三批）台架变","100",0,"红色"]
[1686,"成武县供电公司","天宫庙供电所","天宫庙镇","35kV苏庄站10kV004天西线","10kV004天西线天宫庙镇韩胡村1号排灌变压器（2016三批）台架变","100",0,"红色"]
[1687,"成武县供电公司","天宫庙供电所","天宫庙镇","35kV苏庄站10kV004天西线","10kV004天西线天宫庙镇西黄村1号排灌变压器（2016三批）台架变","100",0,"红色"]
[1688,"成武县供电公司","天宫庙供电所","天宫庙镇","35kV苏庄站10kV004天西线","10kV004天西线天宫庙镇刘庄村3号排灌变压器（2016三批）台架变","100",0,"红色"]
[1689,"成武县供电公司","天宫庙供电所","天宫庙镇","35kV苏庄站10kV005三堂线","10kV005三堂线天宫庙镇天宫庙村5号排灌变压器（2016三批）台架变","100",0,"红色"]
[1690,"成武县供电公司","天宫庙供电所","天宫庙镇","35kV苏庄站10kV004天西线","10kV004天西线天宫庙镇西黄村4号排灌变压器（2016三批）台架变","100",0,"红色"]
[1691,"成武县供电公司","天宫庙供电所","天宫庙镇","35kV苏庄站10kV004天西线","10kV004天西线天宫庙镇西黄村8号排灌变压器（2016三批）台架变","100",0,"红色"]
[1692,"成武县供电公司","天宫庙供电所","天宫庙镇","35kV苏庄站10kV006天东线","10kV006天东线天宫庙镇白楼村4号排灌变压器（2016三批）台架变","100",0,"红色"]
[1693,"成武县供电公司","天宫庙供电所","天宫庙镇","35kV苏庄站10kV007康集线","10kV007康集线天宫庙镇申楼村1号排灌变压器（2016三批）台架变","100",0,"红色"]
[1694,"成武县供电公司","天宫庙供电所","天宫庙镇","35kV苏庄站10kV006天东线","10kV006天东线天宫庙镇单庄村1号排灌变压器（2016三批）台架变","100",0,"红色"]
[1695,"成武县供电公司","天宫庙供电所","天宫庙镇","35kV苏庄站10kV005三堂线","10kV005三堂线天宫庙镇宋三堂村6号排灌变压器（2016三批）台架变","100",0,"红色"]
[1696,"成武县供电公司","天宫庙供电所","天宫庙镇","35kV苏庄站10kV004天西线","10kV004天西线天宫庙镇刘庄村2号排灌变压器（2016三批）台架变","100",0,"红色"]
[1697,"成武县供电公司","天宫庙供电所","天宫庙镇","35kV苏庄站10kV006天东线","10kV006天东线天宫庙镇李楼村李西1#1号排灌变压器（2016三批）台架变","200",0,"红色"]
[1698,"成武县供电公司","天宫庙供电所","天宫庙镇","35kV苏庄站10kV004天西线","10kV004天西线天宫庙镇翟楼村5号排灌变压器（2016三批）台架变","200",0,"红色"]
[1699,"成武县供电公司","天宫庙供电所","天宫庙镇","35kV苏庄站10kV004天西线","10kV004天西线天宫庙镇刘庄村1号排灌变压器（2016三批）台架变","100",0,"红色"]
[1700,"成武县供电公司","天宫庙供电所","天宫庙镇","35kV苏庄站10kV005三堂线","天宫庙镇耿庄1号排灌变压器（2016三批）","100",0,"红色"]
[1701,"成武县供电公司","天宫庙供电所","天宫庙镇","35kV苏庄站10kV005三堂线","天宫庙镇耿庄2号排灌变压器（2016三批）","100",0,"红色"]
[1702,"成武县供电公司","天宫庙供电所","天宫庙镇","35kV苏庄站10kV006天东线","10kV006天东线天宫庙镇霍楼村5号排灌变压器（2016三批）台架变","100",0,"红色"]
[1703,"成武县供电公司","天宫庙供电所","天宫庙镇","35kV苏庄站10kV006天东线","10kV006天东线天宫庙镇张庄村4号排灌变压器（2016三批）台架变","100",0,"红色"]
[1704,"成武县供电公司","天宫庙供电所","天宫庙镇","35kV苏庄站10kV004天西线","西祝庄南2号","200",0,"红色"]
[1705,"成武县供电公司","天宫庙供电所","天宫庙镇","35kV苏庄站10kV006天东线","10kV006天东线天宫庙镇霍楼村3号排灌变压器（2016三批）台架变","100",0,"红色"]
[1706,"成武县供电公司","天宫庙供电所","天宫庙镇","35kV苏庄站10kV005三堂线","10kV005三堂线天宫庙镇天宫庙村2号排灌变压器（2016三批）台架变","100",0,"红色"]
[1707,"成武县供电公司","天宫庙供电所","天宫庙镇","35kV苏庄站10kV006天东线","10kV006天东线天宫庙镇白楼村5号排灌变压器（2016三批）台架变","100",0,"红色"]
[1708,"成武县供电公司","天宫庙供电所","天宫庙镇","35kV苏庄站10kV006天东线","10kV006天东线天宫庙镇白楼村1号排灌变压器（2016三批）台架变","100",0,"红色"]
[1709,"成武县供电公司","天宫庙供电所","天宫庙镇","35kV苏庄站10kV004天西线","10kV004天西线天宫庙镇西黄村3号排灌变压器（2016三批）台架变","100",0,"红色"]
[1710,"成武县供电公司","天宫庙供电所","天宫庙镇","35kV苏庄站10kV006天东线","10kV006天东线天宫庙镇霍楼村4号排灌变压器（2016三批）台架变","100",0,"红色"]
[1711,"成武县供电公司","天宫庙供电所","天宫庙镇","35kV苏庄站10kV005三堂线","天宫庙镇宋三堂村1号排灌变压器（2016三批）","100",0,"红色"]
[1712,"成武县供电公司","天宫庙供电所","天宫庙镇","35kV苏庄站10kV006天东线","10kV006天东线天宫庙镇李楼村李前1#5号排灌变压器（2016三批）台架变","100",0,"红色"]
[1713,"成武县供电公司","天宫庙供电所","天宫庙镇","35kV苏庄站10kV005三堂线","10kV005三堂线天宫庙镇胡店村2号排灌变压器（2016三批）台架变","100",0,"红色"]
[1714,"成武县供电公司","天宫庙供电所","天宫庙镇","35kV苏庄站10kV005三堂线","天宫庙镇天宫庙村3号排灌变压器（2016三批）","200",0,"红色"]
[1715,"成武县供电公司","天宫庙供电所","天宫庙镇","35kV苏庄站10kV004天西线","10kV004天西线天宫庙镇西黄村7号排灌变压器（2016三批）台架变","100",0,"红色"]
[1716,"成武县供电公司","天宫庙供电所","天宫庙镇","35kV苏庄站10kV006天东线","10kV006天东线天宫庙镇霍楼村2号排灌变压器（2016三批）台架变","200",0,"红色"]
[1717,"成武县供电公司","天宫庙供电所","天宫庙镇","35kV苏庄站10kV005三堂线","天宫庙镇宋三堂村5号排灌变压器（2016三批）","100",0,"红色"]
[1718,"成武县供电公司","天宫庙供电所","天宫庙镇","35kV苏庄站10kV004天西线","10kV004天西线天宫庙镇潘庄村1号排灌变压器（2016三批）台架变","100",0,"红色"]
[1719,"成武县供电公司","天宫庙供电所","天宫庙镇","10kV011邵楼线","35kV韩堂站10kV011邵楼线永昌街道八里河村3号排灌变压器（2016年三批）台架变","100",0,"红色"]
[1720,"成武县供电公司","天宫庙供电所","天宫庙镇","35kV苏庄站10kV005三堂线","10kV005三堂线天宫庙镇耿庄4号排灌变压器（2016三批）台架变","100",0,"红色"]
[1721,"成武县供电公司","天宫庙供电所","天宫庙镇","35kV苏庄站10kV005三堂线","10kV005三堂线天宫庙镇宋庄村1号排灌变压器（2016三批）台架变","100",0,"红色"]
[1722,"成武县供电公司","天宫庙供电所","天宫庙镇","35kV苏庄站10kV006天东线","10kV006天东线天宫庙镇仁集村1号排灌变压器（2016三批）台架变","100",0,"红色"]
[1723,"成武县供电公司","天宫庙供电所","天宫庙镇","35kV苏庄站10kV004天西线","10kV004天西线天宫庙镇翟楼村3号排灌变压器（2016三批）台架变","100",0,"红色"]
[1724,"成武县供电公司","天宫庙供电所","天宫庙镇","35kV苏庄站10kV006天东线","10kV006天东线天宫庙镇仁集村4号排灌变压器（2016三批）台架变","100",0,"红色"]
[1725,"成武县供电公司","天宫庙供电所","天宫庙镇","35kV苏庄站10kV005三堂线","10kV005三堂线天宫庙镇宋三堂村3号排灌变压器（2016三批）台架变","100",0,"红色"]
[1726,"成武县供电公司","天宫庙供电所","天宫庙镇","35kV苏庄站10kV006天东线","10kV006天东线天宫庙镇单庄村3号排灌变压器（2016三批）台架变","100",0,"红色"]
[1727,"成武县供电公司","天宫庙供电所","天宫庙镇","35kV苏庄站10kV006天东线","10kV006天东线天宫庙镇单庄村2号排灌变压器（2016三批）台架变","100",0,"红色"]
[1728,"成武县供电公司","天宫庙供电所","天宫庙镇","35kV苏庄站10kV006天东线","10kV006天东线天宫庙镇李楼村李西2#4号排灌变压器（2016三批）台架变","200",0,"红色"]
[1729,"成武县供电公司","天宫庙供电所","天宫庙镇","10kV011邵楼线","35kV韩堂站10kV011邵楼线文亭街道于庄村1号排灌变压器（2016年三批）台架变","100",0,"红色"]
[1730,"成武县供电公司","天宫庙供电所","天宫庙镇","35kV苏庄站10kV006天东线","10kV006天东线天宫庙镇李楼村李东2#8号（2016三批）台架变","200",0,"红色"]
[1731,"成武县供电公司","天宫庙供电所","天宫庙镇","35kV苏庄站10kV006天东线","10kV006天东线天宫庙镇李楼村李前2#6号排灌变压器（2016三批）台架变","100",0,"红色"]
[1732,"成武县供电公司","天宫庙供电所","天宫庙镇","10kV011邵楼线","35kV韩堂站10kV011邵楼线岳庄1号台架变","200",0,"红色"]
[1733,"成武县供电公司","天宫庙供电所","天宫庙镇","0103天宫线","10kV0103天宫线楚楼台架变","200",0,"红色"]
[1734,"成武县供电公司","天宫庙供电所","天宫庙镇","35kV苏庄站10kV006天东线","白楼南白楼村配电室","200",0,"红色"]
[1735,"成武县供电公司","天宫庙供电所","天宫庙镇","35kV苏庄站10kV006天东线","10kV006天东线李东2号台架变","200",0,"红色"]
[1736,"成武县供电公司","天宫庙供电所","天宫庙镇","35kV苏庄站10kV006天东线","10kV006天东线白楼中台架变","200",0,"红色"]
[1737,"成武县供电公司","天宫庙供电所","天宫庙镇","35kV苏庄站10kV006天东线","10kV006天东线张庄中心台架变","200",0,"红色"]
[1738,"成武县供电公司","天宫庙供电所","天宫庙镇","0103天宫线","10kV0103天宫线王饭铺西台架","200",0,"红色"]
[1739,"成武县供电公司","天宫庙供电所","天宫庙镇","35kV苏庄站10kV005三堂线","前李老家南","200",0,"红色"]
[1740,"成武县供电公司","天宫庙供电所","天宫庙镇","35kV苏庄站10kV006天东线","霍楼霍楼村配电室","400",0,"红色"]
[1741,"成武县供电公司","天宫庙供电所","天宫庙镇","35kV苏庄站10kV005三堂线","10kV005三堂线天北路口台架变","400",0,"红色"]
[1742,"成武县供电公司","天宫庙供电所","天宫庙镇","35kV苏庄站10kV005三堂线","天北3","200",0,"红色"]
[1743,"成武县供电公司","天宫庙供电所","天宫庙镇","35kV苏庄站10kV006天东线","10kV006天东线陈庄东台架变","200",0,"红色"]
[1744,"成武县供电公司","天宫庙供电所","天宫庙镇","35kV苏庄站10kV004天西线","35kV苏庄变电站10kV004天西线天孙庄2#（200）台架变","200",0,"红色"]
[1745,"成武县供电公司","天宫庙供电所","天宫庙镇","35kV苏庄站10kV004天西线","35kV苏庄变电站10kV004天西线潘庄3号变压器","200",0,"红色"]
[1746,"成武县供电公司","天宫庙供电所","天宫庙镇","35kV苏庄站10kV007康集线","10kV007康集线唐梁集2号台架变","200",0,"红色"]
[1747,"成武县供电公司","天宫庙供电所","天宫庙镇","35kV苏庄站10kV006天东线","10kV006天东线东申楼台架变","100",0,"红色"]
[1748,"成武县供电公司","天宫庙供电所","天宫庙镇","0103天宫线","110kV成武变电站10kV0103天宫线大黄楼北变压器","200",0,"红色"]
[1749,"成武县供电公司","天宫庙供电所","天宫庙镇","35kV苏庄站10kV005三堂线","宋三堂村","200",0,"红色"]
[1750,"成武县供电公司","天宫庙供电所","天宫庙镇","35kV苏庄站10kV006天东线","10kV006天东线白楼北台架变","200",0,"红色"]
[1751,"成武县供电公司","天宫庙供电所","天宫庙镇","35kV苏庄站10kV005三堂线","天宫庙镇天宫庙村1号排灌变压器（2016三批）","100",0,"红色"]
[1752,"成武县供电公司","天宫庙供电所","天宫庙镇","35kV苏庄站10kV004天西线","35kV苏庄变电站10kV004天西线潘庄2号变压器","200",0,"红色"]
[1753,"成武县供电公司","天宫庙供电所","天宫庙镇","10kV011邵楼线","西秦楼1","200",0,"红色"]
[1754,"成武县供电公司","天宫庙供电所","天宫庙镇","35kV苏庄站10kV007康集线","宋大楼北","400",0,"红色"]
[1755,"成武县供电公司","天宫庙供电所","天宫庙镇","10kV009王饭铺线","高庄","200",0,"红色"]
[1756,"成武县供电公司","天宫庙供电所","天宫庙镇","35kV苏庄站10kV004天西线","10kV004天西线岳楼新村东台架变","200",0,"红色"]
[1757,"成武县供电公司","天宫庙供电所","天宫庙镇","35kV苏庄站10kV005三堂线","35kV苏庄站10kV005三堂线陈南西台架变","400",0,"红色"]
[1758,"成武县供电公司","天宫庙供电所","天宫庙镇","35kV苏庄站10kV007康集线","35kV苏庄站10kV007康集线大刘楼村刘楼东北3号排灌变压器","100",0,"红色"]
[1759,"成武县供电公司","天宫庙供电所","天宫庙镇","10kV011邵楼线","郑河西","200",0,"红色"]
[1760,"成武县供电公司","天宫庙供电所","天宫庙镇","35kV苏庄站10kV007康集线","35kV苏庄变电站10kV007康集线为庄东变压器","200",0,"红色"]
[1761,"成武县供电公司","天宫庙供电所","天宫庙镇","35kV苏庄站10kV007康集线","10kV007康集线西申楼台架变","200",0,"红色"]
[1762,"成武县供电公司","天宫庙供电所","天宫庙镇","35kV苏庄站10kV005三堂线","35kV苏庄站10kV005三堂线天宫村西2号台架变","400",0,"红色"]
[1763,"成武县供电公司","天宫庙供电所","天宫庙镇","35kV苏庄站10kV007康集线","35kV苏庄站10Kv007康集线大刘楼村张武楼南2#排灌变压器","100",0,"红色"]
[1764,"成武县供电公司","天宫庙供电所","天宫庙镇","35kV苏庄站10kV004天西线","35kV苏庄站10kV004天西线翟楼2号台架变","400",0,"红色"]
[1765,"成武县供电公司","天宫庙供电所","天宫庙镇","35kV苏庄站10kV005三堂线","35kV苏庄站10kV005三堂线陈楼村宋庄南排灌台架变","100",0,"红色"]
[1766,"成武县供电公司","天宫庙供电所","天宫庙镇","35kV苏庄站10kV007康集线","35kV苏庄站10kV007康集线大刘楼村康集村西1号排灌变压器","100",0,"红色"]
[1767,"成武县供电公司","天宫庙供电所","天宫庙镇","35kV苏庄站10kV006天东线","10kV006天东线天宫庙镇白楼村3号排灌变压器（2016三批）台架变","100",0,"红色"]
[1768,"成武县供电公司","天宫庙供电所","天宫庙镇","0103天宫线","永昌街道袁庄村1号排灌变压器（2016年三批）","100",0,"红色"]
[1769,"成武县供电公司","天宫庙供电所","天宫庙镇","35kV苏庄站10kV006天东线","10kV006天东线天宫庙镇霍楼村1号排灌变压器（2016三批）台架变","100",0,"红色"]
[1770,"成武县供电公司","天宫庙供电所","天宫庙镇","0103天宫线","永昌街道大黄楼村1号排灌变压器（2016年三批）","100",0,"红色"]
[1771,"成武县供电公司","天宫庙供电所","天宫庙镇","35kV苏庄站10kV004天西线","10kV004天西线天宫庙镇潘庄村4号排灌变压器（2016三批）台架变","100",0,"红色"]
[1772,"成武县供电公司","天宫庙供电所","天宫庙镇","10kV009王饭铺线","10kV009王饭铺线刘庄村2号台架变","100",0,"红色"]
[1773,"成武县供电公司","天宫庙供电所","天宫庙镇","35kV苏庄站10kV005三堂线","10kV005三堂线天宫庙镇胡店村3号排灌变压器（2016三批）台架变","100",0,"红色"]
[1774,"成武县供电公司","天宫庙供电所","天宫庙镇","35kV苏庄站10kV004天西线","10kV004天西线天宫庙镇翟楼村2号排灌变压器（2016三批）台架变","100",0,"红色"]
[1775,"成武县供电公司","天宫庙供电所","天宫庙镇","35kV苏庄站10kV006天东线","10kV006天东线天宫庙镇李楼村李北3#3号排灌变压器（2016三批）台架变","100",0,"红色"]
[1776,"成武县供电公司","天宫庙供电所","天宫庙镇","35kV苏庄站10kV006天东线","10kV006天东线天宫庙镇张庄村2号排灌变压器（2016三批）台架变","100",0,"红色"]
[1777,"成武县供电公司","天宫庙供电所","天宫庙镇","35kV苏庄站10kV004天西线","10kV004天西线天宫庙镇翟楼村1号排灌变压器（2016三批）台架变","200",0,"红色"]
[1778,"成武县供电公司","天宫庙供电所","天宫庙镇","0103天宫线","10kV0103天宫线永昌街道袁庄村2号排灌变压器（2016年三批）台架变","100",0,"红色"]
[1779,"成武县供电公司","天宫庙供电所","天宫庙镇","0105郑河线","永昌街道郑河村1号排灌变压器（2016年三批）","200",0,"红色"]
[1780,"成武县供电公司","天宫庙供电所","天宫庙镇","0105郑河线","永昌街道郑河村2号排灌变压器（2016年三批）","100",0,"红色"]
[1781,"成武县供电公司","天宫庙供电所","天宫庙镇","35kV苏庄站10kV005三堂线","天宫庙镇胡店村4号排灌变压器（2016三批）","100",0,"红色"]
[1782,"成武县供电公司","天宫庙供电所","天宫庙镇","35kV苏庄站10kV004天西线","10kV004天西线天宫庙镇常楼村1号排灌变压器（2016三批）台架变","100",0,"红色"]
[1783,"成武县供电公司","天宫庙供电所","天宫庙镇","35kV苏庄站10kV004天西线","10kV004天西线天宫庙镇翟楼村4号排灌变压器（2016三批）台架变","100",0,"红色"]
[1784,"成武县供电公司","天宫庙供电所","天宫庙镇","0103天宫线","永昌街道袁庄村3号排灌变压器（2016年三批）","100",0,"红色"]
[1785,"成武县供电公司","天宫庙供电所","天宫庙镇","35kV苏庄站10kV005三堂线","10kV005三堂线天宫庙镇陈楼村2号排灌变压器（2016三批）台架变","200",0,"红色"]
[1786,"成武县供电公司","天宫庙供电所","天宫庙镇","35kV苏庄站10kV005三堂线","10kV005三堂线天宫庙镇陈楼村3号排灌变压器（2016三批）台架变","100",0,"红色"]
[1787,"成武县供电公司","天宫庙供电所","天宫庙镇","35kV苏庄站10kV005三堂线","10kV005三堂线天宫庙镇耿庄5号排灌变压器（2016三批）台架变","100",0,"红色"]
[1788,"成武县供电公司","天宫庙供电所","天宫庙镇","35kV苏庄站10kV006天东线","10kV006天东线天宫庙镇李楼村李东1#7号排灌变压器（2016三批）台架变","100",0,"红色"]
[1789,"成武县供电公司","天宫庙供电所","天宫庙镇","35kV苏庄站10kV005三堂线","10kV005三堂线天宫庙镇宋三堂村4号排灌变压器（2016三批）台架变","100",0,"红色"]
[1790,"成武县供电公司","天宫庙供电所","天宫庙镇","35kV苏庄站10kV005三堂线","10kV005三堂线天宫庙镇陈楼村1号排灌变压器（2016三批）台架变","100",0,"红色"]
[1791,"成武县供电公司","天宫庙供电所","天宫庙镇","35kV苏庄站10kV006天东线","10kV006天东线天宫庙镇张庄村3号排灌变压器（2016三批）台架变","100",0,"红色"]
[1792,"成武县供电公司","天宫庙供电所","天宫庙镇","35kV苏庄站10kV004天西线","10kV004天西线天宫庙镇常楼村3号排灌变压器（2016三批）台架变","200",0,"红色"]
[1793,"成武县供电公司","天宫庙供电所","天宫庙镇","35kV苏庄站10kV005三堂线","10kV005三堂线天宫庙镇胡店村1号排灌变压器（2016三批）台架变","100",0,"红色"]
[1794,"成武县供电公司","天宫庙供电所","天宫庙镇","35kV苏庄站10kV006天东线","10kV006天东线天宫庙镇仁集村3号排灌变压器（2016三批）台架变","100",0,"红色"]
[1795,"成武县供电公司","天宫庙供电所","天宫庙镇","35kV苏庄站10kV006天东线","10kV006天东线天宫庙镇仁集村5号排灌变压器（2016三批）台架变","100",0,"红色"]
[1796,"成武县供电公司","天宫庙供电所","天宫庙镇","0103天宫线","10kV0103天宫线永昌街道大黄楼村2号排灌变压器台架变","100",0,"红色"]
[1797,"成武县供电公司","天宫庙供电所","天宫庙镇","35kV苏庄站10kV004天西线","10kV004天西线天宫庙镇常楼村4号排灌变压器（2016三批）台架变","100",0,"红色"]
[1798,"成武县供电公司","天宫庙供电所","天宫庙镇","0103天宫线","10kV0103天宫线永昌街道大黄楼村3号排灌变压器（2016年三批）台架变","100",0,"红色"]
[1799,"成武县供电公司","天宫庙供电所","天宫庙镇","10kV011邵楼线","邵楼","200",0,"红色"]
[1800,"成武县供电公司","天宫庙供电所","天宫庙镇","35kV苏庄站10kV005三堂线","胡店1","400",0,"红色"]
[1801,"成武县供电公司","天宫庙供电所","天宫庙镇","10kV011邵楼线","岳庄","160",0,"红色"]
[1802,"成武县供电公司","天宫庙供电所","天宫庙镇","10kV009王饭铺线","前黄","200",0,"红色"]
[1803,"成武县供电公司","天宫庙供电所","天宫庙镇","35kV苏庄站10kV005三堂线","天北2","315",0,"红色"]
[1804,"成武县供电公司","天宫庙供电所","天宫庙镇","35kV苏庄站10kV006天东线","10kV006天东线申北台架变","200",0,"红色"]
[1805,"成武县供电公司","天宫庙供电所","天宫庙镇","0105郑河线","10kV0105郑河线郑河南台架变","200",0,"红色"]
[1806,"成武县供电公司","天宫庙供电所","天宫庙镇","35kV苏庄站10kV007康集线","大刘楼","200",0,"红色"]
[1807,"成武县供电公司","天宫庙供电所","天宫庙镇","35kV苏庄站10kV007康集线","唐梁集","200",0,"红色"]
[1808,"成武县供电公司","天宫庙供电所","天宫庙镇","35kV苏庄站10kV005三堂线","胡店南","125",0,"红色"]
[1809,"成武县供电公司","天宫庙供电所","天宫庙镇","35kV苏庄站10kV007康集线","10kV007康集线房堤口西台架变","200",0,"红色"]
[1810,"成武县供电公司","天宫庙供电所","天宫庙镇","35kV苏庄站10kV004天西线","翟楼村","200",0,"红色"]
[1811,"成武县供电公司","天宫庙供电所","天宫庙镇","35kV苏庄站10kV004天西线","10kV004天西线岳楼新村台架变","200",0,"红色"]
[1812,"成武县供电公司","天宫庙供电所","天宫庙镇","35kV苏庄站10kV004天西线","10kV004天西线潘洼村台架变","200",0,"红色"]
[1813,"成武县供电公司","天宫庙供电所","天宫庙镇","35kV苏庄站10kV005三堂线","10kV005三堂线耿庄中台架变","200",0,"红色"]
[1814,"成武县供电公司","天宫庙供电所","天宫庙镇","0103天宫线","袁庄西","200",0,"红色"]
[1815,"成武县供电公司","天宫庙供电所","天宫庙镇","10kV011邵楼线","35kV韩堂站10kV011邵楼线邵庄台架变","100",0,"红色"]
[1816,"成武县供电公司","天宫庙供电所","天宫庙镇","35kV苏庄站10kV005三堂线","任庄","200",0,"红色"]
[1817,"成武县供电公司","天宫庙供电所","天宫庙镇","0105郑河线","10kV0105郑河线田楼台架变","200",0,"红色"]
[1818,"成武县供电公司","天宫庙供电所","天宫庙镇","10kV009王饭铺线","邵柳园","200",0,"红色"]
[1819,"成武县供电公司","天宫庙供电所","天宫庙镇","0103天宫线","大黄楼2号（南）","160",0,"红色"]
[1820,"成武县供电公司","天宫庙供电所","天宫庙镇","35kV苏庄站10kV006天东线","10kV006天东线苏庄南台架变","200",0,"红色"]
[1821,"成武县供电公司","天宫庙供电所","天宫庙镇","0105郑河线","孙庄1","100",0,"红色"]
[1822,"成武县供电公司","天宫庙供电所","天宫庙镇","35kV苏庄站10kV006天东线","10kV006天东线西胡庄台架变","200",0,"红色"]
[1823,"成武县供电公司","天宫庙供电所","天宫庙镇","0103天宫线","曹庄","100",0,"红色"]
[1824,"成武县供电公司","天宫庙供电所","天宫庙镇","35kV苏庄站10kV005三堂线","10kV005三堂线天南200台架变","400",0,"红色"]
[1825,"成武县供电公司","天宫庙供电所","天宫庙镇","35kV苏庄站10kV006天东线","10kV006天东线宋黑楼1台架变","200",0,"红色"]
[1826,"成武县供电公司","天宫庙供电所","天宫庙镇","35kV苏庄站10kV005三堂线","10kV005三堂线天西东台架变","200",0,"红色"]
[1827,"成武县供电公司","天宫庙供电所","天宫庙镇","10kV009王饭铺线","35kV韩堂站10kV009王饭铺线石庙台架变","200",0,"红色"]
[1828,"成武县供电公司","天宫庙供电所","天宫庙镇","0103天宫线","袁庄","200",0,"红色"]
[1829,"成武县供电公司","天宫庙供电所","天宫庙镇","35kV苏庄站10kV005三堂线","天南4号","315",0,"红色"]
[1830,"成武县供电公司","天宫庙供电所","天宫庙镇","0105郑河线","10kV0105郑河线郑河村4号（郑河西2016井井通第三批）台架变","200",0,"红色"]
[1831,"成武县供电公司","天宫庙供电所","天宫庙镇","35kV苏庄站10kV004天西线","35kV苏庄站10kV004天西线西黄2号台架变","200",0,"红色"]
[1832,"成武县供电公司","天宫庙供电所","天宫庙镇","35kV苏庄站10kV005三堂线","10kV005三堂线西李老家台架变","200",0,"红色"]
[1833,"成武县供电公司","天宫庙供电所","天宫庙镇","35kV苏庄站10kV007康集线","房堤口","200",0,"红色"]
[1834,"成武县供电公司","天宫庙供电所","天宫庙镇","10kV011邵楼线","康陈楼","200",0,"红色"]
[1835,"成武县供电公司","天宫庙供电所","天宫庙镇","35kV苏庄站10kV007康集线","为庄","200",0,"红色"]
[1836,"成武县供电公司","天宫庙供电所","天宫庙镇","0103天宫线","10kV0103天宫线李庙台架变","100",0,"红色"]
[1837,"成武县供电公司","天宫庙供电所","天宫庙镇","35kV苏庄站10kV005三堂线","10kV005三堂线天东3号台架变","200",0,"红色"]
[1838,"成武县供电公司","天宫庙供电所","天宫庙镇","0103天宫线","朱庄","200",0,"红色"]
[1839,"成武县供电公司","天宫庙供电所","天宫庙镇","10kV011邵楼线","10kV011邵楼线邵庄1柱上变","400",0,"红色"]
[1840,"成武县供电公司","天宫庙供电所","天宫庙镇","35kV苏庄站10kV006天东线","10kV006天东线寨里台架变","200",0,"红色"]
[1841,"成武县供电公司","天宫庙供电所","天宫庙镇","35kV苏庄站10kV006天东线","10kV006天东线单庄东台架变","200",0,"红色"]
[1842,"成武县供电公司","天宫庙供电所","天宫庙镇","0105郑河线","10kV0105郑河线洼里孙庄南台架变","200",0,"红色"]
[1843,"成武县供电公司","天宫庙供电所","天宫庙镇","35kV苏庄站10kV007康集线","小刘楼西","200",0,"红色"]
[1844,"成武县供电公司","天宫庙供电所","天宫庙镇","35kV苏庄站10kV004天西线","前常楼","200",0,"红色"]
[1845,"成武县供电公司","天宫庙供电所","天宫庙镇","35kV苏庄站10kV006天东线","10kV006天东线东胡庄台架变","200",0,"红色"]
[1846,"成武县供电公司","天宫庙供电所","天宫庙镇","35kV苏庄站10kV005三堂线","10kV005三堂线后李老家南台架变","200",0,"红色"]
[1847,"成武县供电公司","天宫庙供电所","天宫庙镇","35kV苏庄站10kV007康集线","西刘楼","200",0,"红色"]
[1848,"成武县供电公司","天宫庙供电所","天宫庙镇","0103天宫线","10kV0103天宫线李庙西台架变","200",0,"红色"]
[1849,"成武县供电公司","天宫庙供电所","天宫庙镇","35kV苏庄站10kV005三堂线","胡楼南","200",0,"红色"]
[1850,"成武县供电公司","天宫庙供电所","天宫庙镇","35kV苏庄站10kV006天东线","陈庄张庄村配电室","200",0,"红色"]
[1851,"成武县供电公司","天宫庙供电所","天宫庙镇","35kV苏庄站10kV006天东线","35kV苏庄变电站10kV006天东线仁集变压器","200",0,"红色"]
[1852,"成武县供电公司","天宫庙供电所","天宫庙镇","35kV苏庄站10kV004天西线","10kV004天西线韩胡台架变","200",0,"红色"]
[1853,"成武县供电公司","天宫庙供电所","天宫庙镇","35kV苏庄站10kV007康集线","康集村","400",0,"红色"]
[1854,"成武县供电公司","天宫庙供电所","天宫庙镇","35kV苏庄站10kV007康集线","小刘楼","200",0,"红色"]
[1855,"成武县供电公司","天宫庙供电所","天宫庙镇","35kV苏庄站10kV006天东线","10kV006天东线苏庄北1台架变","400",0,"红色"]
[1856,"成武县供电公司","天宫庙供电所","天宫庙镇","35kV苏庄站10kV007康集线","张伍楼","200",0,"红色"]
[1857,"成武县供电公司","天宫庙供电所","天宫庙镇","10kV011邵楼线","于庄","200",0,"红色"]
[1858,"成武县供电公司","天宫庙供电所","天宫庙镇","10kV011邵楼线","35kV韩堂站10kV011邵楼线王饭铺村邵庄东#1排灌变压器","100",0,"红色"]
[1859,"成武县供电公司","天宫庙供电所","天宫庙镇","10kV011邵楼线","35kV韩堂站10Kv011邵楼线王饭铺村王饭铺西2#排灌变压器","100",0,"红色"]
[1860,"成武县供电公司","天宫庙供电所","天宫庙镇","10kV009王饭铺线","35kV韩堂站10kV009王饭铺线刘楼村张武楼西1号排灌变压器","100",0,"红色"]
[1861,"成武县供电公司","天宫庙供电所","天宫庙镇","35kV苏庄站10kV005三堂线","35kV苏庄变电站10kV005三堂线天南5变压器","400",0,"红色"]
[1862,"成武县供电公司","天宫庙供电所","天宫庙镇","35kV苏庄站10kV006天东线","35kV苏庄变电站10kV006天东线单庄北变压器","200",0,"红色"]
[1863,"成武县供电公司","天宫庙供电所","天宫庙镇","10kV011邵楼线","35kV韩堂站10kV011邵楼线邵庄南变压器","200",0,"红色"]
[1864,"成武县供电公司","天宫庙供电所","天宫庙镇","10kV011邵楼线","35kV韩堂站10kV011邵楼线孟窑东变压器","200",0,"红色"]
[1865,"成武县供电公司","天宫庙供电所","天宫庙镇","35kV苏庄站10kV007康集线","10kV007康集线康集村西柱上变","400",0,"红色"]
[1866,"成武县供电公司","天宫庙供电所","天宫庙镇","35kV苏庄站10kV007康集线","苏庄站10kV007康集线陈庄社区变压器","200",0,"红色"]
[1867,"成武县供电公司","天宫庙供电所","天宫庙镇","0103天宫线","成武站10kV0103天宫线朱庄西变压器","200",0,"红色"]
[1868,"成武县供电公司","天宫庙供电所","天宫庙镇","35kV苏庄站10kV004天西线","10kV004天西线西祝庄台架变","160",0,"红色"]
[1869,"成武县供电公司","天宫庙供电所","天宫庙镇","35kV苏庄站10kV007康集线","牛店北","200",0,"红色"]
[1870,"成武县供电公司","天宫庙供电所","天宫庙镇","0103天宫线","10kV0103天宫线王饭铺台架变","200",0,"红色"]
[1871,"成武县供电公司","天宫庙供电所","天宫庙镇","35kV苏庄站10kV006天东线","10kV006天东线王马庄西台架变","200",0,"红色"]
[1872,"成武县供电公司","天宫庙供电所","天宫庙镇","35kV苏庄站10kV004天西线","潘王楼","100",0,"红色"]
[1873,"成武县供电公司","天宫庙供电所","天宫庙镇","10kV009王饭铺线","后黄","200",0,"红色"]
[1874,"成武县供电公司","天宫庙供电所","天宫庙镇","35kV苏庄站10kV007康集线","10kV007康集线大刘楼东1台架变","200",0,"红色"]
[1875,"成武县供电公司","天宫庙供电所","天宫庙镇","10kV009王饭铺线","毕庙","200",0,"红色"]
[1876,"成武县供电公司","天宫庙供电所","天宫庙镇","35kV苏庄站10kV004天西线","10kV004天西线天陈庄台架变","200",0,"红色"]
[1877,"成武县供电公司","天宫庙供电所","天宫庙镇","10kV011邵楼线","张庄","200",0,"红色"]
[1878,"成武县供电公司","天宫庙供电所","天宫庙镇","10kV011邵楼线","伍伦西","200",0,"红色"]
[1879,"成武县供电公司","天宫庙供电所","天宫庙镇","35kV苏庄站10kV006天东线","10kV006天东线张庄2号台架变","200",0,"红色"]
[1880,"成武县供电公司","天宫庙供电所","天宫庙镇","35kV苏庄站10kV006天东线","10kV006天东线李前2号台架变","200",0,"红色"]
[1881,"成武县供电公司","天宫庙供电所","天宫庙镇","10kV009王饭铺线","35kV韩堂站10kV009王饭铺线曹楼变压器","400",0,"红色"]
[1882,"成武县供电公司","天宫庙供电所","天宫庙镇","35kV苏庄站10kV005三堂线","耿南","200",0,"红色"]
[1883,"成武县供电公司","天宫庙供电所","天宫庙镇","35kV苏庄站10kV007康集线","陈庄","200",0,"红色"]
[1884,"成武县供电公司","天宫庙供电所","天宫庙镇","35kV苏庄站10kV007康集线","李小楼","200",0,"红色"]
[1885,"成武县供电公司","天宫庙供电所","天宫庙镇","35kV苏庄站10kV006天东线","35kV苏庄变电站10kV006天东线单庄南变压器","200",0,"红色"]
[1886,"成武县供电公司","天宫庙供电所","天宫庙镇","35kV苏庄站10kV007康集线","10kV007康集线刘楼村4号（房堤口西农2016年井井通第三批）台架变","100",0,"红色"]
[1887,"成武县供电公司","天宫庙供电所","天宫庙镇","0105郑河线","成武站10kV郑河线郑河村3号（郑河东2016井井通第三批）","100",0,"红色"]
[1888,"成武县供电公司","天宫庙供电所","天宫庙镇","35kV苏庄站10kV006天东线","35kV苏庄站10kV006天东线申楼村申楼北排灌台架变","100",0,"红色"]
[1889,"成武县供电公司","天宫庙供电所","天宫庙镇","35kV苏庄站10kV005三堂线","35kV苏庄站10kV005三堂线陈楼村王庄西排灌台架变","100",0,"红色"]
[1890,"成武县供电公司","天宫庙供电所","天宫庙镇","0105郑河线","110kV成武变电站10kV郑河线水口2#排灌变压器（2016三批）","100",0,"红色"]
[1891,"成武县供电公司","天宫庙供电所","天宫庙镇","35kV苏庄站10kV005三堂线","35kV苏庄变电站10kV005三堂线西李老家2号变压器","200",0,"红色"]
[1892,"成武县供电公司","天宫庙供电所","天宫庙镇","35kV苏庄站10kV006天东线","35kV苏庄变电站10kV006天东线李东3号变压器","200",0,"红色"]
[1893,"成武县供电公司","天宫庙供电所","天宫庙镇","35kV苏庄站10kV004天西线","10kV004天西线常楼东台架变","200",0,"红色"]
[1894,"成武县供电公司","天宫庙供电所","天宫庙镇","10kV011邵楼线","35kV韩堂站10kV011邵楼线孟窑台架变","200",0,"红色"]
[1895,"成武县供电公司","天宫庙供电所","天宫庙镇","35kV苏庄站10kV007康集线","康集北","400",0,"红色"]
[1896,"成武县供电公司","天宫庙供电所","天宫庙镇","0105郑河线","胡庄","100",0,"红色"]
[1897,"成武县供电公司","天宫庙供电所","天宫庙镇","35kV苏庄站10kV006天东线","10kV006天东线白楼东台架变","400",0,"红色"]
[1898,"成武县供电公司","天宫庙供电所","天宫庙镇","0105郑河线","10kV0105郑河线郑河中心台架变","200",0,"红色"]
[1899,"成武县供电公司","天宫庙供电所","天宫庙镇","35kV苏庄站10kV007康集线","刘花","200",0,"红色"]
[1900,"成武县供电公司","天宫庙供电所","天宫庙镇","35kV苏庄站10kV005三堂线","耿北耿庄村配电室","125",0,"红色"]
[1901,"成武县供电公司","天宫庙供电所","天宫庙镇","35kV苏庄站10kV007康集线","牛店","200",0,"红色"]
[1902,"成武县供电公司","天宫庙供电所","天宫庙镇","35kV苏庄站10kV005三堂线","35kV苏庄变电站10kV005三堂线天东变压器","400",0,"红色"]
[1903,"成武县供电公司","天宫庙供电所","天宫庙镇","35kV苏庄站10kV004天西线","栗楼","100",0,"红色"]
[1904,"成武县供电公司","天宫庙供电所","天宫庙镇","35kV苏庄站10kV006天东线","霍楼西霍楼村配电室","200",0,"红色"]
[1905,"成武县供电公司","天宫庙供电所","天宫庙镇","35kV苏庄站10kV006天东线","李前李楼村配电室","160",0,"红色"]
[1906,"成武县供电公司","天宫庙供电所","天宫庙镇","35kV苏庄站10kV007康集线","10kV007康集线姚庄台架变","200",0,"红色"]
[1907,"成武县供电公司","天宫庙供电所","天宫庙镇","10kV009王饭铺线","35kV韩堂站10kV009王饭铺线刘庄前街台架变","200",0,"红色"]
[1908,"成武县供电公司","天宫庙供电所","天宫庙镇","35kV苏庄站10kV006天东线","10kV006天东线王集北3台架变","400",0,"红色"]
[1909,"成武县供电公司","天宫庙供电所","天宫庙镇","10kV009王饭铺线","沙楼1","200",0,"红色"]
[1910,"成武县供电公司","天宫庙供电所","天宫庙镇","35kV苏庄站10kV007康集线","10kV007康集线康北1号台架变","200",0,"红色"]
[1911,"成武县供电公司","天宫庙供电所","天宫庙镇","35kV苏庄站10kV006天东线","10kV006天东线李西3号台架变","200",0,"红色"]
[1912,"成武县供电公司","天宫庙供电所","天宫庙镇","35kV苏庄站10kV006天东线","10kV006天东线高庄东台架变","200",0,"红色"]
[1913,"成武县供电公司","天宫庙供电所","天宫庙镇","35kV苏庄站10kV004天西线","10kV004天西线王楼台架变","200",0,"红色"]
[1914,"成武县供电公司","天宫庙供电所","天宫庙镇","35kV苏庄站10kV006天东线","10kV006天东线仁集西台架变","200",0,"红色"]
[1915,"成武县供电公司","天宫庙供电所","天宫庙镇","10kV009王饭铺线","毕庙西南","400",0,"红色"]
[1916,"成武县供电公司","天宫庙供电所","天宫庙镇","35kV苏庄站10kV006天东线","10kV006天东线天宫庙镇李楼村李北2#2号排灌变压器（2016三批）台架变","100",0,"红色"]
[1917,"成武县供电公司","天宫庙供电所","天宫庙镇","35kV苏庄站10kV007康集线","康集张伍楼","400",0,"红色"]
[1918,"成武县供电公司","天宫庙供电所","天宫庙镇","35kV苏庄站10kV004天西线","35kV苏庄站10kV004天西线翟楼西台架变","400",0,"红色"]
[1919,"成武县供电公司","天宫庙供电所","天宫庙镇","35kV苏庄站10kV007康集线","康集张庄","400",0,"红色"]
[1920,"成武县供电公司","天宫庙供电所","天宫庙镇","10kV011邵楼线","35kV韩堂站10kV011邵楼线刘饭铺西台架变","200",0,"红色"]
[1921,"成武县供电公司","天宫庙供电所","天宫庙镇","0105郑河线","110kV成武站10kV0105郑河线郑河一队台架变","200",0,"红色"]
[1922,"成武县供电公司","天宫庙供电所","天宫庙镇","35kV苏庄站10kV007康集线","35kV苏庄变电站10kV007康集线大刘楼2号变压器","400",0,"红色"]
[1923,"成武县供电公司","天宫庙供电所","天宫庙镇","0105郑河线","110kV成武变电站10kV0105郑河线秦楼东柱上变","200",0,"红色"]
[1924,"成武县供电公司","天宫庙供电所","天宫庙镇","35kV苏庄站10kV007康集线","35kV苏庄变电站10kV007康集线康集村3号变压器","400",0,"红色"]
[1925,"成武县供电公司","天宫庙供电所","天宫庙镇","10kV009王饭铺线","35kV韩堂站10kV009王饭铺线曹楼西台架变","400",0,"红色"]
[1926,"成武县供电公司","天宫庙供电所","天宫庙镇","35kV苏庄站10kV006天东线","35kV苏庄站10kV006天东线申南高庄台架变","200",0,"红色"]
[1927,"成武县供电公司","天宫庙供电所","天宫庙镇","35kV苏庄站10kV006天东线","35kV苏庄站10kV006天东线天宫庙镇仁集村2号排灌变压器（2016三批）台架变","200",0,"红色"]
[1928,"成武县供电公司","天宫庙供电所","天宫庙镇","0105郑河线","110kV成武变电站10kV0105郑河线张楼北变压器","200",0,"红色"]
[1929,"成武县供电公司","天宫庙供电所","天宫庙镇","35kV苏庄站10kV006天东线","35kV苏庄站10kV006天东线郭押口台架变","400",0,"红色"]
[1930,"成武县供电公司","天宫庙供电所","天宫庙镇","10kV011邵楼线","35kV韩堂站10kV011邵楼线西秦楼南台架变","400",0,"红色"]
[1931,"成武县供电公司","天宫庙供电所","天宫庙镇","35kV苏庄站10kV004天西线","35kV苏庄站10kV004天西线常楼西变压器","400",0,"红色"]
[1932,"成武县供电公司","天宫庙供电所","天宫庙镇","35kV苏庄站10kV007康集线","35kV苏庄站10kV007康集线黄庄村配电室","400",0,"红色"]
[1933,"成武县供电公司","天宫庙供电所","天宫庙镇","0105郑河线","110kV成武站10kV0105郑河线东秦楼2号配电室","200",0,"红色"]
[1934,"成武县供电公司","天宫庙供电所","天宫庙镇","0103天宫线","大黄楼西箱式变1号配变","630",0,"红色"]
[1935,"成武县供电公司","天宫庙供电所","天宫庙镇","0103天宫线","10kV0103天宫线大黄楼孙庄配电室1号配变","630",0,"红色"]
[1936,"成武县供电公司","天宫庙供电所","天宫庙镇","0103天宫线","10kV0103天宫线大黄楼中配电室1号配变","630",0,"红色"]
[1937,"成武县供电公司","天宫庙供电所","天宫庙镇","35kV苏庄站10kV007康集线","10kV007康集线康集村北中柱上变","400",0,"红色"]
[1938,"成武县供电公司","九女集供电所","九女集镇","35kV韩堂站10kV007智楼线","10kV007智楼线汪庄东台架变","400",0,"红色"]
[1939,"成武县供电公司","九女集供电所","九女集镇","35kV韩堂站10kV007智楼线","智楼线张店台架变","400",0,"红色"]
[1940,"成武县供电公司","九女集供电所","九女集镇","35kV韩堂站10kV003李胡同线","35kV韩堂站10kV李胡同线潘楼新柱上变","200",0,"红色"]
[1941,"成武县供电公司","九女集供电所","九女集镇","35kV韩堂站10kV014步楼线","九女南7台架变","400",0,"红色"]
[1942,"成武县供电公司","九女集供电所","九女集镇","35kV韩堂站10kV008冉庄线","35kV韩堂站10kV冉庄线杨田庄新柱上变","200",0,"红色"]
[1943,"成武县供电公司","九女集供电所","九女集镇","35kV韩堂站10kV007智楼线","35kV韩堂站10kV智楼线代庙新柱上变","200",0,"红色"]
[1944,"成武县供电公司","九女集供电所","九女集镇","35kV韩堂站10kV007智楼线","35kV韩堂站10kV智楼线冉庄新柱上变","200",0,"红色"]
[1945,"成武县供电公司","九女集供电所","九女集镇","10kV004谷庄线","10kV谷庄线桃李园400柱上变","400",0,"红色"]
[1946,"成武县供电公司","九女集供电所","九女集镇","10kV004谷庄线","九东6台架变","400",0,"红色"]
[1947,"成武县供电公司","九女集供电所","九女集镇","35kV韩堂站10kV007智楼线","智楼公用5台架变","200",0,"红色"]
[1948,"成武县供电公司","九女集供电所","九女集镇","35kV九女站10kV013贾楼线","10kV013贾楼线欧楼东台架变","200",0,"红色"]
[1949,"成武县供电公司","九女集供电所","九女集镇","35kV韩堂站10kV003李胡同线","10kV003李胡同线李胡同1台架变","200",0,"红色"]
[1950,"成武县供电公司","九女集供电所","九女集镇","35kV韩堂站10kV003李胡同线","10kV003李胡同线康庄刘庄台架变","200",0,"红色"]
[1951,"成武县供电公司","九女集供电所","九女集镇","35kV韩堂站10kV014步楼线","冉楼东台架变","200",0,"红色"]
[1952,"成武县供电公司","九女集供电所","九女集镇","35kV九女站10kV007青固集线","吕庄5号台架变","400",0,"红色"]
[1953,"成武县供电公司","九女集供电所","九女集镇","35kV韩堂站10kV006南张楼线","10kV南张楼线吴庄刘庄台架变","200",0,"红色"]
[1954,"成武县供电公司","九女集供电所","九女集镇","10kV004谷庄线","10kV谷庄线九北3台架变","200",0,"红色"]
[1955,"成武县供电公司","九女集供电所","九女集镇","10kV004谷庄线","10kV谷庄线吴庄东北2台架变","200",0,"红色"]
[1956,"成武县供电公司","九女集供电所","九女集镇","35kV韩堂站10kV008冉庄线","10kV008冉庄线李庄寨村杨田庄1号排灌台架变","200",0,"红色"]
[1957,"成武县供电公司","九女集供电所","九女集镇","35kV韩堂站10kV007智楼线","10kV智楼线薛庙北台架变柱上变","200",0,"红色"]
[1958,"成武县供电公司","九女集供电所","九女集镇","10kV004谷庄线","九女集供电所站用变","200",0,"红色"]
[1959,"成武县供电公司","九女集供电所","九女集镇","35kV韩堂站10kV007智楼线","智楼公用北台区柱上变","400",0,"红色"]
[1960,"成武县供电公司","九女集供电所","九女集镇","35kV韩堂站10kV007智楼线","10kV智楼线谷庄村台架变","400",0,"红色"]
[1961,"成武县供电公司","九女集供电所","九女集镇","35kV韩堂站10kV012宗集线","35kV韩堂站10kV智楼线后宗集南台架变","200",0,"红色"]
[1962,"成武县供电公司","九女集供电所","九女集镇","35kV韩堂站10kV007智楼线","智楼西","200",0,"红色"]
[1963,"成武县供电公司","九女集供电所","九女集镇","35kV韩堂站10kV014步楼线","10kV004谷庄线袁阁东村配电室","200",0,"红色"]
[1964,"成武县供电公司","九女集供电所","九女集镇","35kV韩堂站10kV014步楼线","10kV004谷庄线谷庄台架变","200",0,"红色"]
[1965,"成武县供电公司","九女集供电所","九女集镇","35kV韩堂站10kV008冉庄线","李集","200",0,"红色"]
[1966,"成武县供电公司","九女集供电所","九女集镇","35kV韩堂站10kV003李胡同线","龙王庙南","200",0,"红色"]
[1967,"成武县供电公司","九女集供电所","九女集镇","35kV韩堂站10kV007智楼线","凡庄西","200",0,"红色"]
[1968,"成武县供电公司","九女集供电所","九女集镇","35kV韩堂站10kV007智楼线","杨庙西","200",0,"红色"]
[1969,"成武县供电公司","九女集供电所","九女集镇","35kV韩堂站10kV012宗集线","10kV007智楼线雪庙村配电室","200",0,"红色"]
[1970,"成武县供电公司","九女集供电所","九女集镇","35kV韩堂站10kV008冉庄线","南张集","200",0,"红色"]
[1971,"成武县供电公司","九女集供电所","九女集镇","35kV韩堂站10kV008冉庄线","南章集西","200",0,"红色"]
[1972,"成武县供电公司","九女集供电所","九女集镇","35kV韩堂站10kV003李胡同线","10kV003李胡同线吕楼台架变","200",0,"红色"]
[1973,"成武县供电公司","九女集供电所","九女集镇","35kV韩堂站10kV012宗集线","10kV003智楼线步刘庄村配电室","200",0,"红色"]
[1974,"成武县供电公司","九女集供电所","九女集镇","35kV韩堂站10kV014步楼线","10kV004谷庄线张庄台架变","200",0,"红色"]
[1975,"成武县供电公司","九女集供电所","九女集镇","35kV韩堂站10kV014步楼线","10kV004谷庄线曹楼1号台架变","200",0,"红色"]
[1976,"成武县供电公司","九女集供电所","九女集镇","35kV韩堂站10kV007智楼线","凡庄","200",0,"红色"]
[1977,"成武县供电公司","九女集供电所","九女集镇","35kV韩堂站10kV005河里王线","10kV005河里王线申楼#2台架变","200",0,"红色"]
[1978,"成武县供电公司","九女集供电所","九女集镇","35kV韩堂站10kV003李胡同线","岳楼","315",0,"红色"]
[1979,"成武县供电公司","九女集供电所","九女集镇","35kV韩堂站10kV005河里王线","陈庙","200",0,"红色"]
[1980,"成武县供电公司","九女集供电所","九女集镇","35kV韩堂站10kV005河里王线","陈庙1#","200",0,"红色"]
[1981,"成武县供电公司","九女集供电所","九女集镇","35kV韩堂站10kV006南张楼线","宋庄西","200",0,"红色"]
[1982,"成武县供电公司","九女集供电所","九女集镇","35kV韩堂站10kV014步楼线","10kV004谷庄线姜庄村配电室","160",0,"红色"]
[1983,"成武县供电公司","九女集供电所","九女集镇","35kV九女站10kV013贾楼线","贾楼1","200",0,"红色"]
[1984,"成武县供电公司","九女集供电所","九女集镇","10kV004谷庄线","10kV004谷庄线吴庄东北台架变","200",0,"红色"]
[1985,"成武县供电公司","九女集供电所","九女集镇","35kV韩堂站10kV008冉庄线","李集2#","100",0,"红色"]
[1986,"成武县供电公司","九女集供电所","九女集镇","35kV韩堂站10kV014步楼线","10kV004谷庄线曹口东台架变","200",0,"红色"]
[1987,"成武县供电公司","九女集供电所","九女集镇","35kV九女站10kV006伊岗线","10kV006伊岗线鹿楼东台架变","315",0,"红色"]
[1988,"成武县供电公司","九女集供电所","九女集镇","35kV韩堂站10kV007智楼线","汪庄北","200",0,"红色"]
[1989,"成武县供电公司","九女集供电所","九女集镇","35kV韩堂站10kV003李胡同线","潘楼北","200",0,"红色"]
[1990,"成武县供电公司","九女集供电所","九女集镇","35kV韩堂站10kV014步楼线","10kV004谷庄线步楼3号台架变","200",0,"红色"]
[1991,"成武县供电公司","九女集供电所","九女集镇","35kV九女站10kV006伊岗线","10kV006伊岗线鹿楼中台架变","200",0,"红色"]
[1992,"成武县供电公司","九女集供电所","九女集镇","35kV韩堂站10kV014步楼线","10kV004谷庄线曹口1台架变","200",0,"红色"]
[1993,"成武县供电公司","九女集供电所","九女集镇","35kV韩堂站10kV014步楼线","10kV004谷庄线步楼1台架变","200",0,"红色"]
[1994,"成武县供电公司","九女集供电所","九女集镇","35kV九女站10kV013贾楼线","35kV九女站10kV013贾楼线贾楼2台架变","400",0,"红色"]
[1995,"成武县供电公司","九女集供电所","九女集镇","35kV韩堂站10kV006南张楼线","10kV006南张楼线九南2号台架变","200",0,"红色"]
[1996,"成武县供电公司","九女集供电所","九女集镇","35kV韩堂站10kV014步楼线","步楼2","200",0,"红色"]
[1997,"成武县供电公司","九女集供电所","九女集镇","35kV韩堂站10kV014步楼线","10kV004谷庄线曹楼2号台架变","200",0,"红色"]
[1998,"成武县供电公司","九女集供电所","九女集镇","35kV韩堂站10kV007智楼线","10kV007智楼线公用1台架变","400",0,"红色"]
[1999,"成武县供电公司","九女集供电所","九女集镇","35kV韩堂站10kV003李胡同线","35kV韩堂站10kV003李胡同线潘楼村潘楼6号排灌台架变","100",0,"红色"]
[2000,"成武县供电公司","九女集供电所","九女集镇","35kV韩堂站10kV003李胡同线","35kV韩堂站10kV003李胡同线潘楼村潘楼5号排灌台架变","100",0,"红色"]
[2001,"成武县供电公司","九女集供电所","九女集镇","35kV九女站10kV006伊岗线","九女1#","200",0,"红色"]
[2002,"成武县供电公司","九女集供电所","九女集镇","35kV韩堂站10kV005河里王线","申庄东农灌（2019）台架变","200",0,"红色"]
[2003,"成武县供电公司","九女集供电所","九女集镇","35kV韩堂站10kV005河里王线","蒋庄南农灌（2019）台架变","200",0,"红色"]
[2004,"成武县供电公司","九女集供电所","九女集镇","35kV韩堂站10kV014步楼线","35kV九女变电站110kV004谷庄线袁阁2变压器","200",0,"红色"]
[2005,"成武县供电公司","九女集供电所","九女集镇","35kV韩堂站10kV012宗集线","曹庄北","200",0,"红色"]
[2006,"成武县供电公司","九女集供电所","九女集镇","35kV九女站10kV013贾楼线","伊岗张庄","200",0,"红色"]
[2007,"成武县供电公司","九女集供电所","九女集镇","35kV韩堂站10kV007智楼线","薛庙2#","200",0,"红色"]
[2008,"成武县供电公司","九女集供电所","九女集镇","35kV韩堂站10kV007智楼线","樊庄北","200",0,"红色"]
[2009,"成武县供电公司","九女集供电所","九女集镇","35kV韩堂站10kV012宗集线","10kV007智楼线步庄西台架变","200",0,"红色"]
[2010,"成武县供电公司","九女集供电所","九女集镇","35kV韩堂站10kV012宗集线","10kV007智楼线贺庄台架变","200",0,"红色"]
[2011,"成武县供电公司","九女集供电所","九女集镇","35kV韩堂站10kV006南张楼线","南张楼","315",0,"红色"]
[2012,"成武县供电公司","九女集供电所","九女集镇","35kV韩堂站10kV007智楼线","10kV007智楼线智楼3台架变","400",0,"红色"]
[2013,"成武县供电公司","九女集供电所","九女集镇","35kV韩堂站10kV007智楼线","10kV007智楼线马庙台架变","200",0,"红色"]
[2014,"成武县供电公司","九女集供电所","九女集镇","35kV韩堂站10kV007智楼线","10kV007智楼线智南2 台架变","200",0,"红色"]
[2015,"成武县供电公司","九女集供电所","九女集镇","35kV韩堂站10kV014步楼线","10kV004谷庄线闫庄2台架变","200",0,"红色"]
[2016,"成武县供电公司","九女集供电所","九女集镇","35kV韩堂站10kV007智楼线","10kV007智楼线张庄西台架变","200",0,"红色"]
[2017,"成武县供电公司","九女集供电所","九女集镇","35kV韩堂站10kV003李胡同线","龙王庙东","200",0,"红色"]
[2018,"成武县供电公司","九女集供电所","九女集镇","35kV韩堂站10kV007智楼线","10kV007智楼线张庄寨台架变","100",0,"红色"]
[2019,"成武县供电公司","九女集供电所","九女集镇","35kV韩堂站10kV003李胡同线","潘楼","200",0,"红色"]
[2020,"成武县供电公司","九女集供电所","九女集镇","35kV韩堂站10kV012宗集线","10kV007智楼线包庄台架变","160",0,"红色"]
[2021,"成武县供电公司","九女集供电所","九女集镇","35kV韩堂站10kV003李胡同线","35kV韩堂站10kV003李胡同线李胡同村李胡同2号排灌台架变","100",0,"红色"]
[2022,"成武县供电公司","九女集供电所","九女集镇","35kV韩堂站10kV014步楼线","35kV九女站10kV004谷庄线曹楼村曹楼小学东3排灌台架变","100",0,"红色"]
[2023,"成武县供电公司","九女集供电所","九女集镇","35kV韩堂站10kV014步楼线","35kV九女站10kV004谷庄线曹楼村曹楼小学南2排灌台架变","100",0,"红色"]
[2024,"成武县供电公司","九女集供电所","九女集镇","35kV韩堂站10kV014步楼线","35kV九女站10kV004谷庄线曹楼村曹楼小学西1排灌台架变","100",0,"红色"]
[2025,"成武县供电公司","九女集供电所","九女集镇","35kV九女站10kV007青固集线","35kV九女站10kV007青崮集线吕庄村铁棍1号排灌台架变","100",0,"红色"]
[2026,"成武县供电公司","九女集供电所","九女集镇","35kV韩堂站10kV008冉庄线","南章集南","200",0,"红色"]
[2027,"成武县供电公司","九女集供电所","九女集镇","35kV韩堂站10kV007智楼线","郭庄","200",0,"红色"]
[2028,"成武县供电公司","九女集供电所","九女集镇","35kV韩堂站10kV008冉庄线","田庄南","200",0,"红色"]
[2029,"成武县供电公司","九女集供电所","九女集镇","35kV韩堂站10kV014步楼线","10kV004谷庄线赵庄台架变","200",0,"红色"]
[2030,"成武县供电公司","九女集供电所","九女集镇","35kV九女站10kV007青固集线","吕庄中","200",0,"红色"]
[2031,"成武县供电公司","九女集供电所","九女集镇","35kV韩堂站10kV003李胡同线","岳楼东","200",0,"红色"]
[2032,"成武县供电公司","九女集供电所","九女集镇","35kV韩堂站10kV006南张楼线","10kV006南张楼线吴庄南台架变","200",0,"红色"]
[2033,"成武县供电公司","九女集供电所","九女集镇","35kV韩堂站10kV003李胡同线","康庄2#","200",0,"红色"]
[2034,"成武县供电公司","九女集供电所","九女集镇","35kV韩堂站10kV007智楼线","35kV韩堂站10kV007智楼线杨庙村杨庙3号排灌台架变","100",0,"红色"]
[2035,"成武县供电公司","九女集供电所","九女集镇","35kV韩堂站10kV007智楼线","35kV韩堂站10kV007智楼线智楼村智楼3号排灌台架变","100",0,"红色"]
[2036,"成武县供电公司","九女集供电所","九女集镇","35kV韩堂站10kV007智楼线","35kV韩堂站10kV007智楼线杨庙村杨庙1号排灌台架变","100",0,"红色"]
[2037,"成武县供电公司","九女集供电所","九女集镇","35kV韩堂站10kV012宗集线","35kV韩堂站10kV007智楼线杨庙村李庄1号排灌台架变","100",0,"红色"]
[2038,"成武县供电公司","九女集供电所","九女集镇","35kV韩堂站10kV012宗集线","35kV韩堂站10kV007智楼线杨庙村杨庙2号排灌台架变","100",0,"红色"]
[2039,"成武县供电公司","九女集供电所","九女集镇","35kV韩堂站10kV007智楼线","35kV韩堂站10kV007智楼线智楼村智楼4号排灌台架变","100",0,"红色"]
[2040,"成武县供电公司","九女集供电所","九女集镇","35kV韩堂站10kV012宗集线","35kV韩堂站10kV007智楼线杨庙村李庄3号排灌台架变","100",0,"红色"]
[2041,"成武县供电公司","九女集供电所","九女集镇","35kV韩堂站10kV008冉庄线","35kV韩堂站10kV008冉庄线杨庙村杨庙4号排灌台架变","100",0,"红色"]
[2042,"成武县供电公司","九女集供电所","九女集镇","35kV韩堂站10kV008冉庄线","35kV韩堂站10kV008冉庄线杨庙村韩堂2号排灌台架变","100",0,"红色"]
[2043,"成武县供电公司","九女集供电所","九女集镇","35kV韩堂站10kV008冉庄线","35kV韩堂站10kV008冉庄线李庄寨村高胡秦庄5号排灌台架变","100",0,"红色"]
[2044,"成武县供电公司","九女集供电所","九女集镇","35kV韩堂站10kV007智楼线","35kV韩堂站10kV007智楼线郭庙村郭庙4号排灌台架变","100",0,"红色"]
[2045,"成武县供电公司","九女集供电所","九女集镇","35kV韩堂站10kV007智楼线","35kV韩堂站10kV007智楼线郭庄村郭庄1号排灌台架变","100",0,"红色"]
[2046,"成武县供电公司","九女集供电所","九女集镇","35kV韩堂站10kV007智楼线","35kV韩堂站10kV007智楼线智楼村宋楼8号排灌台架变","100",0,"红色"]
[2047,"成武县供电公司","九女集供电所","九女集镇","35kV韩堂站10kV007智楼线","35kV韩堂站10kV007智楼线智楼村智楼1号排灌台架变","100",0,"红色"]
[2048,"成武县供电公司","九女集供电所","九女集镇","35kV韩堂站10kV005河里王线","陈庙西北","200",0,"红色"]
[2049,"成武县供电公司","九女集供电所","九女集镇","35kV韩堂站10kV005河里王线","10kV005河里王线申楼东台架变","200",0,"红色"]
[2050,"成武县供电公司","九女集供电所","九女集镇","35kV韩堂站10kV003李胡同线","10kV003李胡同线李胡同西台架变","200",0,"红色"]
[2051,"成武县供电公司","九女集供电所","九女集镇","35kV九女站10kV007青固集线","10kV007青崮集线吕庄#3台架变","200",0,"红色"]
[2052,"成武县供电公司","九女集供电所","九女集镇","35kV九女站10kV007青固集线","10kV007青崮集线青崮集#3台架变","200",0,"红色"]
[2053,"成武县供电公司","九女集供电所","九女集镇","35kV九女站10kV013贾楼线","周庄2","200",0,"红色"]
[2054,"成武县供电公司","九女集供电所","九女集镇","35kV韩堂站10kV005河里王线","祝庄","200",0,"红色"]
[2055,"成武县供电公司","九女集供电所","九女集镇","35kV韩堂站10kV014步楼线","10kV004谷庄线九西2台架变","400",0,"红色"]
[2056,"成武县供电公司","九女集供电所","九女集镇","35kV韩堂站10kV005河里王线","10kV005河里王线谭楼台架变","200",0,"红色"]
[2057,"成武县供电公司","九女集供电所","九女集镇","35kV韩堂站10kV012宗集线","10kV007智楼线曹庄台架变","200",0,"红色"]
[2058,"成武县供电公司","九女集供电所","九女集镇","35kV韩堂站10kV003李胡同线","李胡同东","200",0,"红色"]
[2059,"成武县供电公司","九女集供电所","九女集镇","35kV九女站10kV007青固集线","10kV007青崮集线张堂1台架变","200",0,"红色"]
[2060,"成武县供电公司","九女集供电所","九女集镇","35kV韩堂站10kV008冉庄线","南王楼","100",0,"红色"]
[2061,"成武县供电公司","九女集供电所","九女集镇","35kV九女站10kV006伊岗线","10kV006伊岗线鹿楼村配电室","200",0,"红色"]
[2062,"成武县供电公司","九女集供电所","九女集镇","35kV韩堂站10kV007智楼线","郭庄2","200",0,"红色"]
[2063,"成武县供电公司","九女集供电所","九女集镇","35kV韩堂站10kV014步楼线","10kV004谷庄线步楼4号台架变","200",0,"红色"]
[2064,"成武县供电公司","九女集供电所","九女集镇","35kV韩堂站10kV007智楼线","10kV007智楼线冉河台架变","200",0,"红色"]
[2065,"成武县供电公司","九女集供电所","九女集镇","35kV韩堂站10kV014步楼线","10kV004谷庄线曹楼中台架变","200",0,"红色"]
[2066,"成武县供电公司","九女集供电所","九女集镇","35kV九女站10kV007青固集线","35kV九女站10kV007青崮集线高堂村马庙北2号排灌台架变","100",0,"红色"]
[2067,"成武县供电公司","九女集供电所","九女集镇","35kV韩堂站10kV007智楼线","35kV韩堂站10kV007智楼线郭庙村郭庙6号排灌台架变","100",0,"红色"]
[2068,"成武县供电公司","九女集供电所","九女集镇","35kV韩堂站10kV003李胡同线","35kV韩堂站10kV003李胡同线李胡同村李胡同4号排灌台架变","100",0,"红色"]
[2069,"成武县供电公司","九女集供电所","九女集镇","35kV韩堂站10kV003李胡同线","35kV韩堂站10kV003李胡同线旗杆刘庄村大吕楼1号排灌台架变","100",0,"红色"]
[2070,"成武县供电公司","九女集供电所","九女集镇","35kV韩堂站10kV003李胡同线","35kV韩堂站10kV003李胡同线李胡同村李胡同1号排灌台架变","100",0,"红色"]
[2071,"成武县供电公司","九女集供电所","九女集镇","35kV韩堂站10kV003李胡同线","35kV韩堂站10kV003李胡同线潘楼村潘楼4号排灌台架变","100",0,"红色"]
[2072,"成武县供电公司","九女集供电所","九女集镇","35kV韩堂站10kV003李胡同线","35kV韩堂站10kV003李胡同线潘楼村潘楼1号排灌台架变","100",0,"红色"]
[2073,"成武县供电公司","九女集供电所","九女集镇","35kV韩堂站10kV007智楼线","35kV韩堂站10kV007智楼线郭庙村郭庙2号排灌台架变","100",0,"红色"]
[2074,"成武县供电公司","九女集供电所","九女集镇","35kV韩堂站10kV008冉庄线","35kV韩堂站10kV008冉庄线旗杆刘庄村张庄寨4号排灌台架变","100",0,"红色"]
[2075,"成武县供电公司","九女集供电所","九女集镇","35kV韩堂站10kV008冉庄线","35kV韩堂站10kV008冉庄线智楼村步楼7号排灌台架变","100",0,"红色"]
[2076,"成武县供电公司","九女集供电所","九女集镇","35kV韩堂站10kV008冉庄线","35kV韩堂站10kV008冉庄线杨庙村韩堂3号排灌台架变","100",0,"红色"]
[2077,"成武县供电公司","九女集供电所","九女集镇","35kV韩堂站10kV003李胡同线","35kV韩堂站10kV003李胡同线龙王庙村龙王庙5号排灌台架变","100",0,"红色"]
[2078,"成武县供电公司","九女集供电所","九女集镇","35kV韩堂站10kV008冉庄线","35kV韩堂站10kV008冉庄线旗杆刘庄村旗杆刘庄1号排灌台架变","100",0,"红色"]
[2079,"成武县供电公司","九女集供电所","九女集镇","35kV韩堂站10kV003李胡同线","35kV韩堂站10kV003李胡同线李庄寨村李庄寨3号排灌台架变","100",0,"红色"]
[2080,"成武县供电公司","九女集供电所","九女集镇","35kV韩堂站10kV003李胡同线","35kV韩堂站10kV003李胡同线岳庄村岳庄5号排灌台架变","100",0,"红色"]
[2081,"成武县供电公司","九女集供电所","九女集镇","35kV九女站10kV007青固集线","35kV九女站10kV007青崮集线青崮集北东2号排灌台架变","100",0,"红色"]
[2082,"成武县供电公司","九女集供电所","九女集镇","35kV九女站10kV013贾楼线","35kV九女站10kV013贾楼线周庄1号排灌台架变","100",0,"红色"]
[2083,"成武县供电公司","九女集供电所","九女集镇","35kV韩堂站10kV014步楼线","35kV九女站10kV004谷庄线闫庄村闫庄西排灌台架变","100",0,"红色"]
[2084,"成武县供电公司","九女集供电所","九女集镇","35kV韩堂站10kV003李胡同线","35kV韩堂站10kV003李胡同线李胡同村张庄1号排灌台架变","100",0,"红色"]
[2085,"成武县供电公司","九女集供电所","九女集镇","35kV韩堂站10kV007智楼线","35kV韩堂站10kV007智楼线杨庙村韩堂1号排灌台架变","100",0,"红色"]
[2086,"成武县供电公司","九女集供电所","九女集镇","35kV韩堂站10kV007智楼线","35kV韩堂站10kV007智楼线马庙煤1台架变","400",0,"红色"]
[2087,"成武县供电公司","九女集供电所","九女集镇","35kV韩堂站10kV005河里王线","艾刘庄","200",0,"红色"]
[2088,"成武县供电公司","九女集供电所","九女集镇","35kV韩堂站10kV012宗集线","35kV韩堂站10kV007智楼线杨庙村李庄2号排灌台架变","200",0,"红色"]
[2089,"成武县供电公司","九女集供电所","九女集镇","35kV韩堂站10kV003李胡同线","35kV韩堂站10kV003李胡同线潘楼村潘楼2号排灌台架变","100",0,"红色"]
[2090,"成武县供电公司","九女集供电所","九女集镇","35kV韩堂站10kV003李胡同线","35kV韩堂站10kV003李胡同线岳庄村岳庄1号排灌台架变","100",0,"红色"]
[2091,"成武县供电公司","九女集供电所","九女集镇","35kV韩堂站10kV008冉庄线","崔庄东2","200",0,"红色"]
[2092,"成武县供电公司","九女集供电所","九女集镇","35kV韩堂站10kV008冉庄线","35kV韩堂站10kV008冉庄线冉楼村孙庄3号排灌台架变","100",0,"红色"]
[2093,"成武县供电公司","九女集供电所","九女集镇","35kV韩堂站10kV007智楼线","35kV韩堂站10kV007智楼线郭庙村郭庙1号排灌台架变","100",0,"红色"]
[2094,"成武县供电公司","九女集供电所","九女集镇","35kV韩堂站10kV008冉庄线","35kV韩堂站10kV008冉庄线冉楼村孙庄2号排灌台架变","100",0,"红色"]
[2095,"成武县供电公司","九女集供电所","九女集镇","10kV004谷庄线","10kV004谷庄线九北台架变","200",0,"红色"]
[2096,"成武县供电公司","九女集供电所","九女集镇","35kV韩堂站10kV008冉庄线","田庄","200",0,"红色"]
[2097,"成武县供电公司","九女集供电所","九女集镇","35kV韩堂站10kV007智楼线","新刘庄北","200",0,"红色"]
[2098,"成武县供电公司","九女集供电所","九女集镇","35kV韩堂站10kV014步楼线","10kV004谷庄线曹楼南村配电室","100",0,"红色"]
[2099,"成武县供电公司","九女集供电所","九女集镇","35kV九女站10kV007青固集线","10kV007青崮集线高庄村配电室","400",0,"红色"]
[2100,"成武县供电公司","九女集供电所","九女集镇","35kV韩堂站10kV008冉庄线","孙庄西","200",0,"红色"]
[2101,"成武县供电公司","九女集供电所","九女集镇","35kV韩堂站10kV014步楼线","10kV004谷庄线尹庄村配电室","100",0,"红色"]
[2102,"成武县供电公司","九女集供电所","九女集镇","35kV韩堂站10kV003李胡同线","李庄寨1","200",0,"红色"]
[2103,"成武县供电公司","九女集供电所","九女集镇","35kV韩堂站10kV007智楼线","10kV007智楼线张庄村配电室","100",0,"红色"]
[2104,"成武县供电公司","九女集供电所","九女集镇","35kV韩堂站10kV005河里王线","10kV005河里王线艾庄1台架变","200",0,"红色"]
[2105,"成武县供电公司","九女集供电所","九女集镇","35kV韩堂站10kV003李胡同线","张胡同南","200",0,"红色"]
[2106,"成武县供电公司","九女集供电所","九女集镇","35kV韩堂站10kV007智楼线","10kV007智楼线步楼#2台架变","200",0,"红色"]
[2107,"成武县供电公司","九女集供电所","九女集镇","35kV韩堂站10kV014步楼线","10kV004谷庄线袁阁村配电室","200",0,"红色"]
[2108,"成武县供电公司","九女集供电所","九女集镇","35kV九女站10kV007青固集线","李庄","200",0,"红色"]
[2109,"成武县供电公司","九女集供电所","九女集镇","35kV韩堂站10kV007智楼线","韩堂","200",0,"红色"]
[2110,"成武县供电公司","九女集供电所","九女集镇","35kV韩堂站10kV007智楼线","锯厂","200",0,"红色"]
[2111,"成武县供电公司","九女集供电所","九女集镇","35kV韩堂站10kV007智楼线","郭庙","100",0,"红色"]
[2112,"成武县供电公司","九女集供电所","九女集镇","35kV韩堂站10kV007智楼线","10kV007智楼线公用#2台架变","200",0,"红色"]
[2113,"成武县供电公司","九女集供电所","九女集镇","35kV韩堂站10kV014步楼线","10kV004谷庄线贾庄台架变","200",0,"红色"]
[2114,"成武县供电公司","九女集供电所","九女集镇","35kV韩堂站10kV008冉庄线","冯楼","200",0,"红色"]
[2115,"成武县供电公司","九女集供电所","九女集镇","35kV韩堂站10kV014步楼线","10kV谷庄线杨庄西台架变","200",0,"红色"]
[2116,"成武县供电公司","九女集供电所","九女集镇","35kV九女站10kV007青固集线","10kV007青崮集线鹿堂中台架变","200",0,"红色"]
[2117,"成武县供电公司","九女集供电所","九女集镇","35kV韩堂站10kV007智楼线","10kV007智楼线公用3台架变","200",0,"红色"]
[2118,"成武县供电公司","九女集供电所","九女集镇","35kV九女站10kV007青固集线","10kV007青崮集线高东3台架变","200",0,"红色"]
[2119,"成武县供电公司","九女集供电所","九女集镇","35kV韩堂站10kV003李胡同线","龙王庙（岳庄）","315",0,"红色"]
[2120,"成武县供电公司","九女集供电所","九女集镇","35kV九女站10kV007青固集线","10kV007青崮集线高东#2台架变","200",0,"红色"]
[2121,"成武县供电公司","九女集供电所","九女集镇","35kV韩堂站10kV007智楼线","樊庄南","200",0,"红色"]
[2122,"成武县供电公司","九女集供电所","九女集镇","35kV韩堂站10kV006南张楼线","九南","160",0,"红色"]
[2123,"成武县供电公司","九女集供电所","九女集镇","35kV九女站10kV013贾楼线","10kV013贾楼线欧楼#2台架变","200",0,"红色"]
[2124,"成武县供电公司","九女集供电所","九女集镇","35kV韩堂站10kV012宗集线","10kV007智楼线贺庄南台架变","315",0,"红色"]
[2125,"成武县供电公司","九女集供电所","九女集镇","35kV韩堂站10kV012宗集线","10kV007智楼线后宗集台架变","160",0,"红色"]
[2126,"成武县供电公司","九女集供电所","九女集镇","35kV韩堂站10kV007智楼线","杨庙","200",0,"红色"]
[2127,"成武县供电公司","九女集供电所","九女集镇","35kV韩堂站10kV007智楼线","10kV007智楼线西排村配电室","200",0,"红色"]
[2128,"成武县供电公司","九女集供电所","九女集镇","35kV韩堂站10kV005河里王线","35kV韩堂变电站10kV005河里王线袁楼西变压器","200",0,"红色"]
[2129,"成武县供电公司","九女集供电所","九女集镇","35kV韩堂站10kV007智楼线","刘楼西","200",0,"红色"]
[2130,"成武县供电公司","九女集供电所","九女集镇","35kV九女站10kV007青固集线","10kV013贾楼线张堂南台架变","200",0,"红色"]
[2131,"成武县供电公司","九女集供电所","九女集镇","35kV九女站10kV007青固集线","35kV九女站10kV007青崮集线青崮集西3号排灌台架变","100",0,"红色"]
[2132,"成武县供电公司","九女集供电所","九女集镇","35kV韩堂站10kV007智楼线","35kV韩堂站10kV007智楼线智楼村智楼2号排灌台架变","100",0,"红色"]
[2133,"成武县供电公司","九女集供电所","九女集镇","35kV韩堂站10kV003李胡同线","35kV韩堂站10kV003李胡同线李胡同村李胡同3号排灌台架变","100",0,"红色"]
[2134,"成武县供电公司","九女集供电所","九女集镇","35kV韩堂站10kV003李胡同线","35kV韩堂站10kV003李胡同线龙王庙村龙王庙2号排灌台架变","100",0,"红色"]
[2135,"成武县供电公司","九女集供电所","九女集镇","35kV九女站10kV007青固集线","35kV九女站10kV007青崮集线青崮集东1号排灌台架变","100",0,"红色"]
[2136,"成武县供电公司","九女集供电所","九女集镇","35kV九女站10kV007青固集线","35kV九女站10kV007青崮集线鹿堂北后1号排灌台架变","100",0,"红色"]
[2137,"成武县供电公司","九女集供电所","九女集镇","35kV韩堂站10kV007智楼线","10kV007智楼线代庙东台架变","200",0,"红色"]
[2138,"成武县供电公司","九女集供电所","九女集镇","35kV韩堂站10kV003李胡同线","10kV003李胡同线潘楼2台架变","200",0,"红色"]
[2139,"成武县供电公司","九女集供电所","九女集镇","10kV004谷庄线","35kV九女站10kV004谷庄线九东3号台架变","400",0,"红色"]
[2140,"成武县供电公司","九女集供电所","九女集镇","10kV004谷庄线","10kV004谷庄线九东2号台架变","400",0,"红色"]
[2141,"成武县供电公司","九女集供电所","九女集镇","35kV韩堂站10kV008冉庄线","杨田庄","100",0,"红色"]
[2142,"成武县供电公司","九女集供电所","九女集镇","35kV九女站10kV007青固集线","吕庄1#","200",0,"红色"]
[2143,"成武县供电公司","九女集供电所","九女集镇","35kV韩堂站10kV014步楼线","10kV004谷庄线步楼5号台架变","100",0,"红色"]
[2144,"成武县供电公司","九女集供电所","九女集镇","35kV韩堂站10kV007智楼线","王楼南","200",0,"红色"]
[2145,"成武县供电公司","九女集供电所","九女集镇","35kV韩堂站10kV014步楼线","10kV004谷庄线冉楼2台架变","200",0,"红色"]
[2146,"成武县供电公司","九女集供电所","九女集镇","35kV韩堂站10kV003李胡同线","李胡同张庄","400",0,"红色"]
[2147,"成武县供电公司","九女集供电所","九女集镇","35kV九女站10kV007青固集线","姜楼","200",0,"红色"]
[2148,"成武县供电公司","九女集供电所","九女集镇","35kV韩堂站10kV008冉庄线","杨田庄东","200",0,"红色"]
[2149,"成武县供电公司","九女集供电所","九女集镇","35kV韩堂站10kV007智楼线","10kV007智楼线郭庙南台架变","315",0,"红色"]
[2150,"成武县供电公司","九女集供电所","九女集镇","35kV九女站10kV007青固集线","10kV007青崮集线高东台架变","200",0,"红色"]
[2151,"成武县供电公司","九女集供电所","九女集镇","35kV九女站10kV006伊岗线","10kV006伊岗线鹿楼2村配电室","200",0,"红色"]
[2152,"成武县供电公司","九女集供电所","九女集镇","35kV韩堂站10kV014步楼线","10kV004谷庄线杨庄村配电室","200",0,"红色"]
[2153,"成武县供电公司","九女集供电所","九女集镇","35kV九女站10kV007青固集线","赵庙","160",0,"红色"]
[2154,"成武县供电公司","九女集供电所","九女集镇","35kV韩堂站10kV007智楼线","智楼","400",0,"红色"]
[2155,"成武县供电公司","九女集供电所","九女集镇","35kV韩堂站10kV014步楼线","10kV步楼线步楼北配电室","200",0,"红色"]
[2156,"成武县供电公司","九女集供电所","九女集镇","35kV韩堂站10kV008冉庄线","付庄","200",0,"红色"]
[2157,"成武县供电公司","九女集供电所","九女集镇","35kV九女站10kV007青固集线","东李庄","200",0,"红色"]
[2158,"成武县供电公司","九女集供电所","九女集镇","35kV韩堂站10kV014步楼线","10kV004谷庄线九西台架变","200",0,"红色"]
[2159,"成武县供电公司","九女集供电所","九女集镇","35kV九女站10kV013贾楼线","周庄","200",0,"红色"]
[2160,"成武县供电公司","九女集供电所","九女集镇","35kV九女站10kV007青固集线","青崮集","200",0,"红色"]
[2161,"成武县供电公司","九女集供电所","九女集镇","35kV韩堂站10kV008冉庄线","付庄2#","200",0,"红色"]
[2162,"成武县供电公司","九女集供电所","九女集镇","35kV韩堂站10kV006南张楼线","侯楼","200",0,"红色"]
[2163,"成武县供电公司","九女集供电所","九女集镇","35kV韩堂站10kV008冉庄线","崔庄","200",0,"红色"]
[2164,"成武县供电公司","九女集供电所","九女集镇","35kV韩堂站10kV003李胡同线","35kV韩堂变电站10kV003李胡同线吕楼2号变压器","200",0,"红色"]
[2165,"成武县供电公司","九女集供电所","九女集镇","35kV韩堂站10kV005河里王线","宋庄","160",0,"红色"]
[2166,"成武县供电公司","九女集供电所","九女集镇","35kV韩堂站10kV007智楼线","西排东","200",0,"红色"]
[2167,"成武县供电公司","九女集供电所","九女集镇","35kV韩堂站10kV014步楼线","35kV九女站10kV004谷庄线闫庄村杨庄南排灌台架变","100",0,"红色"]
[2168,"成武县供电公司","九女集供电所","九女集镇","35kV韩堂站10kV014步楼线","35kV九女站10kV004谷庄线曹楼村曹楼小学东4排灌台架变","100",0,"红色"]
[2169,"成武县供电公司","九女集供电所","九女集镇","35kV韩堂站10kV008冉庄线","35kV韩堂站10kV008冉庄线李庄寨村李庄寨2号排灌台架变","100",0,"红色"]
[2170,"成武县供电公司","九女集供电所","九女集镇","35kV韩堂站10kV008冉庄线","35kV韩堂站10kV008冉庄线岳庄村岳庄2号排灌台架变","100",0,"红色"]
[2171,"成武县供电公司","九女集供电所","九女集镇","35kV韩堂站10kV003李胡同线","35kV韩堂站10kV003李胡同线岳庄村岳庄3号排灌台架变","100",0,"红色"]
[2172,"成武县供电公司","九女集供电所","九女集镇","35kV韩堂站10kV003李胡同线","35kV韩堂站10kV003李胡同线潘楼村潘楼3号排灌台架变","100",0,"红色"]
[2173,"成武县供电公司","九女集供电所","九女集镇","35kV韩堂站10kV003李胡同线","35kV韩堂站10kV003李胡同线龙王庙村龙王庙4号排灌台架变","100",0,"红色"]
[2174,"成武县供电公司","九女集供电所","九女集镇","35kV韩堂站10kV003李胡同线","35kV韩堂站10kV003李胡同线岳庄村岳庄6号排灌台架变","100",0,"红色"]
[2175,"成武县供电公司","九女集供电所","九女集镇","35kV韩堂站10kV008冉庄线","35kV韩堂站10kV008冉庄线旗杆刘庄村旗杆刘庄2号排灌台架变","100",0,"红色"]
[2176,"成武县供电公司","九女集供电所","九女集镇","35kV韩堂站10kV008冉庄线","35kV韩堂站10kV008冉庄线智楼村智楼6号排灌台架变","100",0,"红色"]
[2177,"成武县供电公司","九女集供电所","九女集镇","35kV韩堂站10kV008冉庄线","35kV韩堂站10kV008冉庄线旗杆刘庄村旗杆刘庄3号排灌台架变","100",0,"红色"]
[2178,"成武县供电公司","九女集供电所","九女集镇","35kV韩堂站10kV003李胡同线","35kV韩堂站10kV003李胡同线旗杆刘庄村大吕楼2号排灌台架变","100",0,"红色"]
[2179,"成武县供电公司","九女集供电所","九女集镇","35kV韩堂站10kV003李胡同线","35kV韩堂站10kV003李胡同线潘楼村潘楼7号排灌台架变","100",0,"红色"]
[2180,"成武县供电公司","九女集供电所","九女集镇","35kV韩堂站10kV003李胡同线","35kV韩堂站10kV003李胡同线龙王庙村张胡同1号排灌台架变","100",0,"红色"]
[2181,"成武县供电公司","九女集供电所","九女集镇","35kV韩堂站10kV008冉庄线","35kV韩堂站10kV008冉庄线李庄寨村岳李集4号排灌台架变","100",0,"红色"]
[2182,"成武县供电公司","九女集供电所","九女集镇","35kV韩堂站10kV003李胡同线","35kV韩堂站10kV003李胡同线岳庄村岳庄4号排灌台架变","100",0,"红色"]
[2183,"成武县供电公司","九女集供电所","九女集镇","35kV韩堂站10kV007智楼线","35kV韩堂站10kV007智楼线郭庙村郭庙5号排灌台架变","100",0,"红色"]
[2184,"成武县供电公司","九女集供电所","九女集镇","35kV韩堂站10kV008冉庄线","35kV韩堂站10kV008冉庄线冉楼村孙庄1号排灌台架变","100",0,"红色"]
[2185,"成武县供电公司","九女集供电所","九女集镇","35kV韩堂站10kV014步楼线","10kV004谷庄线九西4台架变","400",0,"红色"]
[2186,"成武县供电公司","九女集供电所","九女集镇","35kV韩堂站10kV006南张楼线","10kV006南张楼线九南3台架变","400",0,"红色"]
[2187,"成武县供电公司","九女集供电所","九女集镇","35kV韩堂站10kV005河里王线","35kV韩堂变电站10kV005河里王线陈庙3变压器","200",0,"红色"]
[2188,"成武县供电公司","九女集供电所","九女集镇","35kV韩堂站10kV007智楼线","35kV韩堂变电站10kV007智楼线冉庄北变压器","200",0,"红色"]
[2189,"成武县供电公司","九女集供电所","九女集镇","35kV韩堂站10kV006南张楼线","侯楼2","200",0,"红色"]
[2190,"成武县供电公司","九女集供电所","九女集镇","35kV韩堂站10kV007智楼线","35kV韩堂变电站10kV007智楼线杨庙南变压器","315",0,"红色"]
[2191,"成武县供电公司","九女集供电所","九女集镇","35kV九女站10kV007青固集线","35kV九女站10kV007青崮集线青崮集4号台架变","400",0,"红色"]
[2192,"成武县供电公司","九女集供电所","九女集镇","35kV韩堂站10kV005河里王线","苏庄东农灌（2019）台架变","200",0,"红色"]
[2193,"成武县供电公司","九女集供电所","九女集镇","35kV韩堂站10kV003李胡同线","35kV韩堂变电站10kV003李胡同线李庄寨2号变压器","200",0,"红色"]
[2194,"成武县供电公司","九女集供电所","九女集镇","35kV韩堂站10kV007智楼线","韩堂站10kV007智楼线智楼北","200",0,"红色"]
[2195,"成武县供电公司","九女集供电所","九女集镇","35kV韩堂站10kV003李胡同线","35kV韩堂变电站10kV003李胡同线康庄东变压器","200",0,"红色"]
[2196,"成武县供电公司","九女集供电所","九女集镇","35kV韩堂站10kV007智楼线","35kV韩堂变电站10kV007智楼线郭庙东变压器","200",0,"红色"]
[2197,"成武县供电公司","九女集供电所","九女集镇","35kV韩堂站10kV012宗集线","35kV韩堂变电站10kV007智楼线包庄2号变压器","200",0,"红色"]
[2198,"成武县供电公司","九女集供电所","九女集镇","35kV韩堂站10kV005河里王线","河里王南农灌（2019）台架变","200",0,"红色"]
[2199,"成武县供电公司","九女集供电所","九女集镇","35kV九女站10kV013贾楼线","35kV九女站10kV013贾楼线北张楼2台架变","400",0,"红色"]
[2200,"成武县供电公司","九女集供电所","九女集镇","35kV韩堂站10kV007智楼线","汪庄","200",0,"红色"]
[2201,"成武县供电公司","九女集供电所","九女集镇","35kV九女站10kV013贾楼线","杜井","200",0,"红色"]
[2202,"成武县供电公司","九女集供电所","九女集镇","10kV004谷庄线","10kV004谷庄线九西#1台架变","200",0,"红色"]
[2203,"成武县供电公司","九女集供电所","九女集镇","35kV韩堂站10kV007智楼线","韩堂南","200",0,"红色"]
[2204,"成武县供电公司","九女集供电所","九女集镇","10kV004谷庄线","10kV004谷庄线九北#1台架变","200",0,"红色"]
[2205,"成武县供电公司","九女集供电所","九女集镇","35kV韩堂站10kV006南张楼线","刘庄","100",0,"红色"]
[2206,"成武县供电公司","九女集供电所","九女集镇","35kV韩堂站10kV005河里王线","10kV005河里王线河里王#1台架变","100",0,"红色"]
[2207,"成武县供电公司","九女集供电所","九女集镇","35kV韩堂站10kV012宗集线","10kV007智楼线包河西台架变","200",0,"红色"]
[2208,"成武县供电公司","九女集供电所","九女集镇","35kV韩堂站10kV006南张楼线","10kV006南张楼线九南#1台架变","200",0,"红色"]
[2209,"成武县供电公司","九女集供电所","九女集镇","35kV韩堂站10kV007智楼线","10kV007智楼线冉庄南台架变","200",0,"红色"]
[2210,"成武县供电公司","九女集供电所","九女集镇","10kV004谷庄线","10kV004谷庄线九东北台架变","400",0,"红色"]
[2211,"成武县供电公司","九女集供电所","九女集镇","35kV九女站10kV007青固集线","10kV007青崮集线马庙2台架变","200",0,"红色"]
[2212,"成武县供电公司","九女集供电所","九女集镇","35kV韩堂站10kV006南张楼线","侯楼张庄","200",0,"红色"]
[2213,"成武县供电公司","九女集供电所","九女集镇","35kV韩堂站10kV008冉庄线","南王楼西","200",0,"红色"]
[2214,"成武县供电公司","九女集供电所","九女集镇","35kV九女站10kV007青固集线","10kV007青崮集线青崮集#1台架变","200",0,"红色"]
[2215,"成武县供电公司","九女集供电所","九女集镇","35kV韩堂站10kV003李胡同线","岳楼西","200",0,"红色"]
[2216,"成武县供电公司","九女集供电所","九女集镇","10kV004谷庄线","10kV004谷庄线桃李园台架变","200",0,"红色"]
[2217,"成武县供电公司","九女集供电所","九女集镇","35kV韩堂站10kV006南张楼线","苗庄","200",0,"红色"]
[2218,"成武县供电公司","九女集供电所","九女集镇","35kV韩堂站10kV005河里王线","10kV005河里王线河里王北台架变","200",0,"红色"]
[2219,"成武县供电公司","九女集供电所","九女集镇","35kV韩堂站10kV014步楼线","10kV004谷庄线孟庄村配电室","200",0,"红色"]
[2220,"成武县供电公司","九女集供电所","九女集镇","35kV九女站10kV013贾楼线","欧楼","200",0,"红色"]
[2221,"成武县供电公司","九女集供电所","九女集镇","35kV韩堂站10kV007智楼线","智南","200",0,"红色"]
[2222,"成武县供电公司","九女集供电所","九女集镇","35kV九女站10kV007青固集线","10kV007青崮集线鹿堂2号台架变","200",0,"红色"]
[2223,"成武县供电公司","九女集供电所","九女集镇","35kV韩堂站10kV012宗集线","10kV007智楼线包河台架变","200",0,"红色"]
[2224,"成武县供电公司","九女集供电所","九女集镇","35kV九女站10kV007青固集线","10kV007青崮集线铁棍台架变","200",0,"红色"]
[2225,"成武县供电公司","九女集供电所","九女集镇","35kV韩堂站10kV005河里王线","申楼","160",0,"红色"]
[2226,"成武县供电公司","九女集供电所","九女集镇","35kV韩堂站10kV008冉庄线","冉楼","315",0,"红色"]
[2227,"成武县供电公司","九女集供电所","九女集镇","35kV韩堂站10kV003李胡同线","10kV003李胡同线李胡同北台架变","200",0,"红色"]
[2228,"成武县供电公司","九女集供电所","九女集镇","35kV韩堂站10kV006南张楼线","10kV006南张楼线吴庄1台架变","200",0,"红色"]
[2229,"成武县供电公司","九女集供电所","九女集镇","35kV韩堂站10kV005河里王线","袁楼","100",0,"红色"]
[2230,"成武县供电公司","九女集供电所","九女集镇","35kV九女站10kV013贾楼线","10kV013贾楼线申庄台架变","400",0,"红色"]
[2231,"成武县供电公司","九女集供电所","九女集镇","35kV韩堂站10kV006南张楼线","南张楼北","400",0,"红色"]
[2232,"成武县供电公司","九女集供电所","九女集镇","35kV九女站10kV007青固集线","35kV九女站10kV007青崮集线高堂东1号排灌台架变","100",0,"红色"]
[2233,"成武县供电公司","九女集供电所","九女集镇","35kV韩堂站10kV014步楼线","35kV九女站10kV004谷庄线闫庄村冉楼西排灌台架变","100",0,"红色"]
[2234,"成武县供电公司","九女集供电所","九女集镇","35kV韩堂站10kV007智楼线","35kV韩堂站10kV007智楼线郭庙村郭庙3号排灌台架变","100",0,"红色"]
[2235,"成武县供电公司","九女集供电所","九女集镇","35kV韩堂站10kV003李胡同线","35kV韩堂站10kV003李胡同线龙王庙村龙王庙3号排灌台架变","100",0,"红色"]
[2236,"成武县供电公司","九女集供电所","九女集镇","35kV韩堂站10kV006南张楼线","35kV韩堂站10kV006南张楼线杨庙村韩堂4号排灌台架变","100",0,"红色"]
[2237,"成武县供电公司","九女集供电所","九女集镇","35kV九女站10kV013贾楼线","35kV九女站10kV013贾楼线周庄3号台架变","400",0,"红色"]
[2238,"成武县供电公司","九女集供电所","九女集镇","35kV九女站10kV007青固集线","赵庙西","200",0,"红色"]
[2239,"成武县供电公司","九女集供电所","九女集镇","10kV004谷庄线","35kV九女变电站10kV004袁阁3变压器","400",0,"红色"]
[2240,"成武县供电公司","九女集供电所","九女集镇","35kV韩堂站10kV008冉庄线","张庄3号","400",0,"红色"]
[2241,"成武县供电公司","九女集供电所","九女集镇","35kV韩堂站10kV005河里王线","蒋庄3号","200",0,"红色"]
[2242,"成武县供电公司","九女集供电所","九女集镇","35kV韩堂站10kV005河里王线","艾庄南农灌（2019）台架变","200",0,"红色"]
[2243,"成武县供电公司","九女集供电所","九女集镇","35kV韩堂站10kV005河里王线","申楼西农灌（2019）台架变","200",0,"红色"]
[2244,"成武县供电公司","九女集供电所","九女集镇","35kV韩堂站10kV014步楼线","张庄东农灌（2019）台架变","200",0,"红色"]
[2245,"成武县供电公司","九女集供电所","九女集镇","35kV韩堂站10kV005河里王线","申庄南农灌（2019）台架变","200",0,"红色"]
[2246,"成武县供电公司","九女集供电所","九女集镇","10kV004谷庄线","10kV004谷庄线九东5台架变","400",0,"红色"]
[2247,"成武县供电公司","九女集供电所","九女集镇","10kV004谷庄线","10kV004谷庄线九北2台架变","400",0,"红色"]
[2248,"成武县供电公司","九女集供电所","九女集镇","35kV韩堂站10kV005河里王线","谭楼东","200",0,"红色"]
[2249,"成武县供电公司","九女集供电所","九女集镇","35kV韩堂站10kV014步楼线","35kV九女变电站10kV004谷庄线九西3台架变","200",0,"红色"]
[2250,"成武县供电公司","九女集供电所","九女集镇","35kV韩堂站10kV008冉庄线","35kV韩堂变电站10kV008冉庄线冉楼西变压器","200",0,"红色"]
[2251,"成武县供电公司","九女集供电所","九女集镇","35kV韩堂站10kV012宗集线","35kV韩堂变电站10kV007智楼线包河西2号变压器","200",0,"红色"]
[2252,"成武县供电公司","九女集供电所","九女集镇","35kV九女站10kV007青固集线","鹿堂","200",0,"红色"]
[2253,"成武县供电公司","九女集供电所","九女集镇","35kV九女站10kV013贾楼线","伊岗","400",0,"红色"]
[2254,"成武县供电公司","九女集供电所","九女集镇","35kV韩堂站10kV003李胡同线","康庄","200",0,"红色"]
[2255,"成武县供电公司","九女集供电所","九女集镇","10kV004谷庄线","10kV004谷庄线九东1台架变","315",0,"红色"]
[2256,"成武县供电公司","九女集供电所","九女集镇","35kV韩堂站10kV005河里王线","陈庙2#","200",0,"红色"]
[2257,"成武县供电公司","九女集供电所","九女集镇","35kV韩堂站10kV012宗集线","10kV007智楼线郭楼北台架变","200",0,"红色"]
[2258,"成武县供电公司","九女集供电所","九女集镇","35kV韩堂站10kV007智楼线","谷庄1","315",0,"红色"]
[2259,"成武县供电公司","九女集供电所","九女集镇","35kV韩堂站10kV014步楼线","10kV004谷庄线闫楼村配电室","160",0,"红色"]
[2260,"成武县供电公司","九女集供电所","九女集镇","35kV韩堂站10kV008冉庄线","南章集东","200",0,"红色"]
[2261,"成武县供电公司","九女集供电所","九女集镇","35kV韩堂站10kV007智楼线","10kV007智楼线王楼村配电室","200",0,"红色"]
[2262,"成武县供电公司","九女集供电所","九女集镇","35kV韩堂站10kV005河里王线","10kV005河里王线河里王2台架变","200",0,"红色"]
[2263,"成武县供电公司","九女集供电所","九女集镇","35kV韩堂站10kV005河里王线","蒋庄2","200",0,"红色"]
[2264,"成武县供电公司","九女集供电所","九女集镇","35kV韩堂站10kV008冉庄线","冉楼3","200",0,"红色"]
[2265,"成武县供电公司","九女集供电所","九女集镇","35kV九女站10kV013贾楼线","10kV013贾楼线申庄1台架变","200",0,"红色"]
[2266,"成武县供电公司","九女集供电所","九女集镇","10kV004谷庄线","10kV004谷庄线九女村（供销社）台架变","125",0,"红色"]
[2267,"成武县供电公司","九女集供电所","九女集镇","35kV韩堂站10kV007智楼线","韩堂站10kV007智楼线步楼变压器","200",0,"红色"]
[2268,"成武县供电公司","九女集供电所","九女集镇","10kV004谷庄线","10kV004谷庄线九东南台架变","315",0,"红色"]
[2269,"成武县供电公司","九女集供电所","九女集镇","35kV韩堂站10kV007智楼线","10kV007智楼线智楼2号台架变","400",0,"红色"]
[2270,"成武县供电公司","九女集供电所","九女集镇","35kV韩堂站10kV007智楼线","韩堂西","200",0,"红色"]
[2271,"成武县供电公司","九女集供电所","九女集镇","35kV韩堂站10kV014步楼线","10kV004谷庄线曹楼村配电室","200",0,"红色"]
[2272,"成武县供电公司","九女集供电所","九女集镇","35kV韩堂站10kV003李胡同线","李胡同（张庄西）","200",0,"红色"]
[2273,"成武县供电公司","九女集供电所","九女集镇","35kV韩堂站10kV007智楼线","10kV007智楼线刘楼村配电室","200",0,"红色"]
[2274,"成武县供电公司","九女集供电所","九女集镇","35kV九女站10kV013贾楼线","北张楼1","200",0,"红色"]
[2275,"成武县供电公司","九女集供电所","九女集镇","35kV九女站10kV013贾楼线","10kV013贾楼线欧楼西台架变","200",0,"红色"]
[2276,"成武县供电公司","九女集供电所","九女集镇","35kV韩堂站10kV003李胡同线","10kV003李胡同线康庄南台架变","200",0,"红色"]
[2277,"成武县供电公司","九女集供电所","九女集镇","35kV韩堂站10kV008冉庄线","赵王庄","200",0,"红色"]
[2278,"成武县供电公司","九女集供电所","九女集镇","35kV韩堂站10kV014步楼线","35kV九女变电站10kV004谷庄线袁阁1变压器","200",0,"红色"]
[2279,"成武县供电公司","九女集供电所","九女集镇","35kV九女站10kV007青固集线","张堂公用","200",0,"红色"]
[2280,"成武县供电公司","九女集供电所","九女集镇","35kV韩堂站10kV014步楼线","贾庄南农灌（2019）台架变","200",0,"红色"]
[2281,"成武县供电公司","九女集供电所","九女集镇","35kV九女站10kV007青固集线","35kV九女站10kV007青崮集线吕庄4号台架变","200",0,"红色"]
[2282,"成武县供电公司","九女集供电所","九女集镇","35kV韩堂站10kV008冉庄线","35kV韩堂变电站10kV008冉庄线南章集5号变压器","200",0,"红色"]
[2283,"成武县供电公司","九女集供电所","九女集镇","35kV九女站10kV006伊岗线","九女#7","200",0,"红色"]
[2284,"成武县供电公司","九女集供电所","九女集镇","35kV九女站10kV006伊岗线","九女#2","200",0,"红色"]
[2285,"成武县供电公司","九女集供电所","九女集镇","35kV九女站10kV006伊岗线","九女#5","200",0,"红色"]
[2286,"成武县供电公司","九女集供电所","九女集镇","35kV九女站10kV006伊岗线","九女#3","200",0,"红色"]
[2287,"成武县供电公司","九女集供电所","九女集镇","35kV韩堂站10kV005河里王线","申楼南农灌（2019）台架变","200",0,"红色"]
[2288,"成武县供电公司","九女集供电所","九女集镇","35kV韩堂站10kV006南张楼线","南张楼南农灌（2019）台架变","200",0,"红色"]
[2289,"成武县供电公司","九女集供电所","九女集镇","35kV韩堂站10kV014步楼线","袁阁5","200",0,"红色"]
[2290,"成武县供电公司","九女集供电所","九女集镇","35kV韩堂站10kV005河里王线","朱庄西农灌（2019）台架变","200",0,"红色"]
[2291,"成武县供电公司","九女集供电所","九女集镇","35kV韩堂站10kV006南张楼线","南张楼北农灌（2019）台架变","200",0,"红色"]
[2292,"成武县供电公司","九女集供电所","九女集镇","35kV九女站10kV006伊岗线","九女#6","200",0,"红色"]
[2293,"成武县供电公司","九女集供电所","九女集镇","35kV韩堂站10kV005河里王线","陈庙4","400",0,"红色"]
[2294,"成武县供电公司","九女集供电所","九女集镇","35kV九女站10kV013贾楼线","杜井1号","200",0,"红色"]
[2295,"成武县供电公司","九女集供电所","九女集镇","35kV韩堂站10kV005河里王线","艾庄东","400",0,"红色"]
[2296,"成武县供电公司","九女集供电所","九女集镇","35kV韩堂站10kV008冉庄线","35kV韩堂变电站10kV008冉庄线田庄2号变压器","200",0,"红色"]
[2297,"成武县供电公司","九女集供电所","九女集镇","35kV九女站10kV006伊岗线","九女#4","200",0,"红色"]
[2298,"成武县供电公司","九女集供电所","九女集镇","35kV韩堂站10kV007智楼线","刘庄","200",0,"红色"]
[2299,"成武县供电公司","九女集供电所","九女集镇","35kV韩堂站10kV003李胡同线","35kV韩堂站10kV003李胡同线张胡同煤1台架变","400",0,"红色"]
[2300,"成武县供电公司","九女集供电所","九女集镇","35kV韩堂站10kV007智楼线","35kV韩堂站10kV007智楼线马庙煤2台架变","200",0,"红色"]
[2301,"成武县供电公司","九女集供电所","九女集镇","35kV韩堂站10kV003李胡同线","吕楼3台架变","200",0,"红色"]
[2302,"成武县供电公司","九女集供电所","九女集镇","35kV韩堂站10kV005河里王线","河里王社区2","800",0,"红色"]
[2303,"成武县供电公司","九女集供电所","九女集镇","35kV韩堂站10kV005河里王线","河里王社区1","800",0,"红色"]
[2304,"成武县供电公司","九女集供电所","九女集镇","35kV韩堂站10kV008冉庄线","35kV韩堂站10kV冉庄线冉楼北排灌台架变","200",0,"红色"]
[2305,"成武县供电公司","九女集供电所","九女集镇","35kV韩堂站10kV007智楼线","35kV韩堂站10kV智楼线公用4台架变","200",0,"红色"]
[2306,"成武县供电公司","九女集供电所","九女集镇","35kV九女站10kV006伊岗线","九女站10kV伊岗线鹿楼东2台架变","400",0,"红色"]
[2307,"成武县供电公司","九女集供电所","九女集镇","35kV韩堂站10kV006南张楼线","韩堂站10kV南张楼线李楼台架变","400",0,"红色"]
[2308,"成武县供电公司","九女集供电所","九女集镇","35kV九女站10kV013贾楼线","九女站10kV贾楼线申庄西台架变","400",0,"红色"]
[2309,"成武县供电公司","九女集供电所","九女集镇","35kV韩堂站10kV012宗集线","韩堂站智楼线步庄村新台架变","400",0,"红色"]
[2310,"成武县供电公司","九女集供电所","九女集镇","35kV韩堂站10kV012宗集线","韩堂站智楼线郭楼新台架变","200",0,"红色"]
[2311,"成武县供电公司","九女集供电所","九女集镇","35kV九女站10kV007青固集线","35kV九女站10kV青崮集线张堂西柱上变","200",0,"红色"]
[2312,"成武县供电公司","九女集供电所","九女集镇","35kV韩堂站10kV008冉庄线","35kV韩堂站10kV008冉庄线运检单线图.sln_韩堂站008冉庄线李集叁柱上变压器","200",0,"红色"]
[2313,"成武县供电公司","九女集供电所","九女集镇","10kV004谷庄线","10kV谷庄线袁阁3号台架变柱上变","400",0,"红色"]
[2314,"成武县供电公司","九女集供电所","九女集镇","35kV韩堂站10kV005河里王线","10kV河里王线申楼","400",0,"红色"]
[2315,"成武县供电公司","九女集供电所","九女集镇","35kV九女站10kV013贾楼线","10kV013贾楼线供电所518省道充电站公变","400",0,"红色"]
[2316,"成武县供电公司","九女集供电所","九女集镇","35kV韩堂站10kV003李胡同线","韩堂站10kV003李胡同线大吕楼4号台架变","400",0,"红色"]
[2317,"成武县供电公司","孙寺供电所","孙寺镇","35kV双楼站10kV010宋小楼线","35kV双楼站10kV宋小楼线罗集柱上变","200",0,"红色"]
[2318,"成武县供电公司","孙寺供电所","孙寺镇","35kV双楼站10kV014宋方楼线","35kV双楼站10KV宋方楼线宋双楼西柱上变","200",0,"红色"]
[2319,"成武县供电公司","孙寺供电所","孙寺镇","35kV双楼站10kV010宋小楼线","35kV双楼站10kV宋小楼线公用柱上变","400",0,"红色"]
[2320,"成武县供电公司","孙寺供电所","孙寺镇","10kV007郜鼎线","35kV双楼站10kV郜鼎线王庄东柱上变","400",0,"红色"]
[2321,"成武县供电公司","孙寺供电所","孙寺镇","35kV双楼站10kV010宋小楼线","35kV双楼站10kV宋小楼线双楼东柱上变","200",0,"红色"]
[2322,"成武县供电公司","孙寺供电所","孙寺镇","10kV007郜鼎线","35kV双楼站10kV郜鼎线存集北1号柱上变","200",0,"红色"]
[2323,"成武县供电公司","孙寺供电所","孙寺镇","10kV007郜鼎线","35kV双楼站10kV郜鼎线狄庄西柱上变","200",0,"红色"]
[2324,"成武县供电公司","孙寺供电所","孙寺镇","10kV007郜鼎线","35kV双楼站10kV郜鼎线谢楼新柱上变","200",0,"红色"]
[2325,"成武县供电公司","孙寺供电所","孙寺镇","110kV郜鼎站10kV0111杨楼线","35kV郜鼎站10kV杨楼线产业园西台架变","200",0,"红色"]
[2326,"成武县供电公司","孙寺供电所","孙寺镇","35kV双楼站10kV011马阁线","35kV双楼站10kV马阁线程刘庄柱上变","200",0,"红色"]
[2327,"成武县供电公司","孙寺供电所","孙寺镇","35kV双楼站10kV014宋方楼线","35kV双楼站10kV宋方楼线郜东1号柱上变","400",0,"红色"]
[2328,"成武县供电公司","孙寺供电所","孙寺镇","35kV双楼站10kV011马阁线","35kV双楼站10kV马阁线孙寺七队4号柱上变","400",0,"红色"]
[2329,"成武县供电公司","孙寺供电所","孙寺镇","35kV双楼站10kV004郭集线","35kV双楼站10kV郭集线石庄新柱上变","200",0,"红色"]
[2330,"成武县供电公司","孙寺供电所","孙寺镇","35kV双楼站10kV015李化寨线","35kV双楼站10kV李化寨线徐楼3号柱上变","200",0,"红色"]
[2331,"成武县供电公司","孙寺供电所","孙寺镇","35kV双楼站10kV004郭集线","35kV双楼站10kV郭集线侯楼1号柱上变","200",0,"红色"]
[2332,"成武县供电公司","孙寺供电所","孙寺镇","35kV双楼站10kV010宋小楼线","35kV双楼站10kV宋小楼线吴楼南柱上变","200",0,"红色"]
[2333,"成武县供电公司","孙寺供电所","孙寺镇","10kV008草里王线","35kV双楼站10kV草里王线线西草2号柱上变","400",0,"红色"]
[2334,"成武县供电公司","孙寺供电所","孙寺镇","35kV双楼站10kV013平楼线","35kV双楼站10kV平楼线岔楼4号柱上变","400",0,"红色"]
[2335,"成武县供电公司","孙寺供电所","孙寺镇","0102孙寺线","110kV成武变电站10kV孙寺线田楼柱上变","200",0,"红色"]
[2336,"成武县供电公司","孙寺供电所","孙寺镇","35kV双楼站10kV004郭集线","35kV双楼站10kV郭集线盆尧2号柱上变","400",0,"红色"]
[2337,"成武县供电公司","孙寺供电所","孙寺镇","35kV双楼站10kV011马阁线","35kV双楼站10kV马阁线李楼2号柱上变","200",0,"红色"]
[2338,"成武县供电公司","孙寺供电所","孙寺镇","35kV双楼站10kV004郭集线","35kV双楼站10kV郭集线孙寺五队东柱上变","400",0,"红色"]
[2339,"成武县供电公司","孙寺供电所","孙寺镇","35kV双楼站10kV011马阁线","35kV双楼站10kV马阁线付楼1号柱上变","200",0,"红色"]
[2340,"成武县供电公司","孙寺供电所","孙寺镇","35kV双楼站10kV011马阁线","35kV双楼站10kV马阁线歇马厅3号柱上变","200",0,"红色"]
[2341,"成武县供电公司","孙寺供电所","孙寺镇","35kV双楼站10kV004郭集线","35kV双楼站10kV郭集线西张庄柱上变","200",0,"红色"]
[2342,"成武县供电公司","孙寺供电所","孙寺镇","35kV双楼站10kV011马阁线","35kV双楼站10kV马阁线后黄楼柱上变","200",0,"红色"]
[2343,"成武县供电公司","孙寺供电所","孙寺镇","35kV双楼站10kV004郭集线","35kV双楼站10kV郭集线小杨庄东柱上变","200",0,"红色"]
[2344,"成武县供电公司","孙寺供电所","孙寺镇","35kV双楼站10kV004郭集线","35kV双楼站10kV郭集线小杨庄柱上变","200",0,"红色"]
[2345,"成武县供电公司","孙寺供电所","孙寺镇","35kV双楼站10kV004郭集线","35kV双楼站10kV郭集线卧龙岗2号柱上变","200",0,"红色"]
[2346,"成武县供电公司","孙寺供电所","孙寺镇","35kV双楼站10kV004郭集线","35kV双楼站10kV郭集线前许堂柱上变","200",0,"红色"]
[2347,"成武县供电公司","孙寺供电所","孙寺镇","35kV双楼站10kV004郭集线","35kV双楼站10kV郭集线才庄柱上变","200",0,"红色"]
[2348,"成武县供电公司","孙寺供电所","孙寺镇","35kV双楼站10kV015李化寨线","35kV双楼站10kV李化寨线徐楼4号柱上变","200",0,"红色"]
[2349,"成武县供电公司","孙寺供电所","孙寺镇","35kV双楼站10kV010宋小楼线","35kV双楼站10kV宋小楼线炮张庄2号柱上变","400",0,"红色"]
[2350,"成武县供电公司","孙寺供电所","孙寺镇","35kV双楼站10kV004郭集线","35kV双楼站10kV郭集线小天宫庙台架变","250",0,"红色"]
[2351,"成武县供电公司","孙寺供电所","孙寺镇","35kV双楼站10kV004郭集线","10kV004郭集线孙寺镇刘楼村1号排灌柱上变压器","200",0,"红色"]
[2352,"成武县供电公司","孙寺供电所","孙寺镇","35kV双楼站10kV004郭集线","35kV双楼站10kV郭集线许双庙2号台架变","200",0,"红色"]
[2353,"成武县供电公司","孙寺供电所","孙寺镇","35kV双楼站10kV014宋方楼线","35kV双楼站10kV宋方楼线平坊2号台架变","200",0,"红色"]
[2354,"成武县供电公司","孙寺供电所","孙寺镇","10kV007郜鼎线","35kV双楼站10kV郜鼎线郭庄台架变","200",0,"红色"]
[2355,"成武县供电公司","孙寺供电所","孙寺镇","35kV双楼站10kV004郭集线","35kV双楼站10kV郭集线才庄西台架变","200",0,"红色"]
[2356,"成武县供电公司","孙寺供电所","孙寺镇","10kV007郜鼎线","35kV双楼站10kV郜鼎线东高庄2号台架变","200",0,"红色"]
[2357,"成武县供电公司","孙寺供电所","孙寺镇","35kV双楼站10kV010宋小楼线","35kV双楼变电站10kV010宋小楼线司庄#2变压器","200",0,"红色"]
[2358,"成武县供电公司","孙寺供电所","孙寺镇","35kV双楼站10kV010宋小楼线","吴庄村配电室","160",0,"红色"]
[2359,"成武县供电公司","孙寺供电所","孙寺镇","10kV006胡庄线","10kV006胡庄线艾庄南台架变","200",0,"红色"]
[2360,"成武县供电公司","孙寺供电所","孙寺镇","35kV双楼站10kV010宋小楼线","王集","200",0,"红色"]
[2361,"成武县供电公司","孙寺供电所","孙寺镇","10kV007郜鼎线","谢楼西.","200",0,"红色"]
[2362,"成武县供电公司","孙寺供电所","孙寺镇","35kV双楼站10kV011马阁线","孙寺七队南","400",0,"红色"]
[2363,"成武县供电公司","孙寺供电所","孙寺镇","35kV双楼站10kV010宋小楼线","王堂村配电室","200",0,"红色"]
[2364,"成武县供电公司","孙寺供电所","孙寺镇","10kV007郜鼎线","李庄2","200",0,"红色"]
[2365,"成武县供电公司","孙寺供电所","孙寺镇","35kV双楼站10kV010宋小楼线","于庄","200",0,"红色"]
[2366,"成武县供电公司","孙寺供电所","孙寺镇","10kV006胡庄线","盛楼2","200",0,"红色"]
[2367,"成武县供电公司","孙寺供电所","孙寺镇","10kV008草里王线","前草后","200",0,"红色"]
[2368,"成武县供电公司","孙寺供电所","孙寺镇","0102孙寺线","张吕庄西","160",0,"红色"]
[2369,"成武县供电公司","孙寺供电所","孙寺镇","35kV双楼站10kV004郭集线","10kV004郭集线孙寺三队台架变","200",0,"红色"]
[2370,"成武县供电公司","孙寺供电所","孙寺镇","10kV007郜鼎线","10kV007郜鼎线王庄中#2台架变","200",0,"红色"]
[2371,"成武县供电公司","孙寺供电所","孙寺镇","35kV双楼站10kV013平楼线","岔楼村配电室","200",0,"红色"]
[2372,"成武县供电公司","孙寺供电所","孙寺镇","35kV双楼站10kV004郭集线","朱新双楼","200",0,"红色"]
[2373,"成武县供电公司","孙寺供电所","孙寺镇","35kV双楼站10kV004郭集线","辛兴集3","200",0,"红色"]
[2374,"成武县供电公司","孙寺供电所","孙寺镇","35kV双楼站10kV011马阁线","孙寺一队#2","200",0,"红色"]
[2375,"成武县供电公司","孙寺供电所","孙寺镇","35kV双楼站10kV014宋方楼线","闫楼200","200",0,"红色"]
[2376,"成武县供电公司","孙寺供电所","孙寺镇","35kV双楼站10kV004郭集线","辛兴集1号公用","100",0,"红色"]
[2377,"成武县供电公司","孙寺供电所","孙寺镇","0102孙寺线","10kV0102孙寺线刘坊4号中台架变","400",0,"红色"]
[2378,"成武县供电公司","孙寺供电所","孙寺镇","35kV双楼站10kV011马阁线","侯楼东","200",0,"红色"]
[2379,"成武县供电公司","孙寺供电所","孙寺镇","110kV郜鼎站10kV0111杨楼线","开发区产业园公变南","400",0,"红色"]
[2380,"成武县供电公司","孙寺供电所","孙寺镇","35kV双楼站10kV004郭集线","10kV004郭集线孙楼南台架变","200",0,"红色"]
[2381,"成武县供电公司","孙寺供电所","孙寺镇","35kV双楼站10kV004郭集线","黄楼东南","200",0,"红色"]
[2382,"成武县供电公司","孙寺供电所","孙寺镇","0114吕台东线","10kV0114吕台东线堌堆后新区3号","315",0,"红色"]
[2383,"成武县供电公司","孙寺供电所","孙寺镇","0114吕台东线","10kV0114吕台东线堌堆后新区2号","315",0,"红色"]
[2384,"成武县供电公司","孙寺供电所","孙寺镇","35kV双楼站10kV010宋小楼线","小张楼东北","400",0,"红色"]
[2385,"成武县供电公司","孙寺供电所","孙寺镇","10kV008草里王线","35kV10kV008草里王线后草3号台架变","400",0,"红色"]
[2386,"成武县供电公司","孙寺供电所","孙寺镇","35kV双楼站10kV010宋小楼线","35kV双楼变电站10kV010宋小楼线郭楼#4变压器","200",0,"红色"]
[2387,"成武县供电公司","孙寺供电所","孙寺镇","35kV双楼站10kV015李化寨线","10kV015李化寨线永昌街道李六村6号排灌变压器（2016年三批）台架变","100",0,"红色"]
[2388,"成武县供电公司","孙寺供电所","孙寺镇","10kV006胡庄线","永昌街道张吕庄村1号排灌变压器（2016年三批）","100",0,"红色"]
[2389,"成武县供电公司","孙寺供电所","孙寺镇","10kV007郜鼎线","110kV成武变电站10kV007郜鼎线纯集（高庄）变压器","200",0,"红色"]
[2390,"成武县供电公司","孙寺供电所","孙寺镇","35kV双楼站10kV015李化寨线","屈庙东","200",0,"红色"]
[2391,"成武县供电公司","孙寺供电所","孙寺镇","10kV007郜鼎线","10kV007郜鼎线存集东3","200",0,"红色"]
[2392,"成武县供电公司","孙寺供电所","孙寺镇","10kV008草里王线","10kV008草里王线东草3号台架变","200",0,"红色"]
[2393,"成武县供电公司","孙寺供电所","孙寺镇","35kV双楼站10kV011马阁线","10kV011马阁线东郭集3号台架变","400",0,"红色"]
[2394,"成武县供电公司","孙寺供电所","孙寺镇","0102孙寺线","刘坊北2","400",0,"红色"]
[2395,"成武县供电公司","孙寺供电所","孙寺镇","35kV双楼站10kV004郭集线","西张庄南","200",0,"红色"]
[2396,"成武县供电公司","孙寺供电所","孙寺镇","35kV双楼站10kV010宋小楼线","孔河新东","200",0,"红色"]
[2397,"成武县供电公司","孙寺供电所","孙寺镇","10kV007郜鼎线","存集西","400",0,"红色"]
[2398,"成武县供电公司","孙寺供电所","孙寺镇","10kV006胡庄线","艾庄北","200",0,"红色"]
[2399,"成武县供电公司","孙寺供电所","孙寺镇","35kV双楼站10kV004郭集线","周新庄东","200",0,"红色"]
[2400,"成武县供电公司","孙寺供电所","孙寺镇","10kV007郜鼎线","35kV双楼站10kV007郜鼎线纯集东4号台架变","200",0,"红色"]
[2401,"成武县供电公司","孙寺供电所","孙寺镇","35kV双楼站10kV010宋小楼线","10kV010宋小楼线孙寺镇刘王庄村5号排灌变压器（2016第三批）台架变","100",0,"红色"]
[2402,"成武县供电公司","孙寺供电所","孙寺镇","35kV双楼站10kV014宋方楼线","10kV014宋方楼线郜鼎3号台架变","200",0,"红色"]
[2403,"成武县供电公司","孙寺供电所","孙寺镇","10kV006胡庄线","永昌街道郜西村4号排灌变压器（2016年三批）","200",0,"红色"]
[2404,"成武县供电公司","孙寺供电所","孙寺镇","10kV007郜鼎线","10kV007郜鼎线孙寺镇前王庄村1号排灌变压器（2016年三批）台架变","100",0,"红色"]
[2405,"成武县供电公司","孙寺供电所","孙寺镇","35kV双楼站10kV015李化寨线","10kV015李化寨线孙寺镇李化寨村5号排灌变压器（2016第三批）台架变","200",0,"红色"]
[2406,"成武县供电公司","孙寺供电所","孙寺镇","35kV双楼站10kV004郭集线","35kV双楼变电站10kV004郭集线崔庄3号变压器","200",0,"红色"]
[2407,"成武县供电公司","孙寺供电所","孙寺镇","35kV双楼站10kV015李化寨线","10kV015李化寨线于楼南台架变","200",0,"红色"]
[2408,"成武县供电公司","孙寺供电所","孙寺镇","10kV008草里王线","10kV008草里王线西草4号台架变","200",0,"红色"]
[2409,"成武县供电公司","孙寺供电所","孙寺镇","35kV双楼站10kV011马阁线","侯楼西村配电室","200",0,"红色"]
[2410,"成武县供电公司","孙寺供电所","孙寺镇","0102孙寺线","10kV0102孙寺线南刘坊3号南台架变","200",0,"红色"]
[2411,"成武县供电公司","孙寺供电所","孙寺镇","10kV006胡庄线","10kV006胡庄线赵堂西台架变","200",0,"红色"]
[2412,"成武县供电公司","孙寺供电所","孙寺镇","10kV006胡庄线","东孙庄","200",0,"红色"]
[2413,"成武县供电公司","孙寺供电所","孙寺镇","35kV双楼站10kV011马阁线","10kV011马阁线刘庄东台架变","200",0,"红色"]
[2414,"成武县供电公司","孙寺供电所","孙寺镇","35kV双楼站10kV010宋小楼线","10kV010宋小楼线小张楼台架变","250",0,"红色"]
[2415,"成武县供电公司","孙寺供电所","孙寺镇","35kV双楼站10kV011马阁线","10kV011马阁线双楼中台架变","200",0,"红色"]
[2416,"成武县供电公司","孙寺供电所","孙寺镇","35kV双楼站10kV010宋小楼线","常庄#1村配电室","200",0,"红色"]
[2417,"成武县供电公司","孙寺供电所","孙寺镇","35kV双楼站10kV014宋方楼线","郜西","100",0,"红色"]
[2418,"成武县供电公司","孙寺供电所","孙寺镇","35kV双楼站10kV014宋方楼线","10kV014宋方楼线东宋庄东台架变","200",0,"红色"]
[2419,"成武县供电公司","孙寺供电所","孙寺镇","35kV双楼站10kV014宋方楼线","10kV014宋方楼线姜庄中台架变","200",0,"红色"]
[2420,"成武县供电公司","孙寺供电所","孙寺镇","10kV006胡庄线","李六北","200",0,"红色"]
[2421,"成武县供电公司","孙寺供电所","孙寺镇","35kV双楼站10kV010宋小楼线","吴楼村配电室","200",0,"红色"]
[2422,"成武县供电公司","孙寺供电所","孙寺镇","10kV007郜鼎线","段庄","200",0,"红色"]
[2423,"成武县供电公司","孙寺供电所","孙寺镇","10kV007郜鼎线","李庄","160",0,"红色"]
[2424,"成武县供电公司","孙寺供电所","孙寺镇","35kV双楼站10kV013平楼线","岔楼2号村配电室","200",0,"红色"]
[2425,"成武县供电公司","孙寺供电所","孙寺镇","35kV双楼站10kV015李化寨线","西李庄南","200",0,"红色"]
[2426,"成武县供电公司","孙寺供电所","孙寺镇","35kV双楼站10kV010宋小楼线","10kV010宋小楼线卢庄西南柱上变","400",0,"红色"]
[2427,"成武县供电公司","孙寺供电所","孙寺镇","35kV双楼站10kV010宋小楼线","10kV010宋小楼线郭楼2号台架变","315",0,"红色"]
[2428,"成武县供电公司","孙寺供电所","孙寺镇","35kV双楼站10kV010宋小楼线","东李庄村配电室","200",0,"红色"]
[2429,"成武县供电公司","孙寺供电所","孙寺镇","10kV007郜鼎线","李庄3","200",0,"红色"]
[2430,"成武县供电公司","孙寺供电所","孙寺镇","35kV双楼站10kV014宋方楼线","东宋庄","200",0,"红色"]
[2431,"成武县供电公司","孙寺供电所","孙寺镇","35kV双楼站10kV014宋方楼线","宋双楼3#","400",0,"红色"]
[2432,"成武县供电公司","孙寺供电所","孙寺镇","35kV双楼站10kV010宋小楼线","郭楼#3","315",0,"红色"]
[2433,"成武县供电公司","孙寺供电所","孙寺镇","35kV双楼站10kV011马阁线","35kV双楼站10kV010宋小楼线侯楼村1号排灌台架变","100",0,"红色"]
[2434,"成武县供电公司","孙寺供电所","孙寺镇","35kV双楼站10kV010宋小楼线","35kV双楼站10kV010宋小楼线吴楼村东侯楼1号排灌台架变","100",0,"红色"]
[2435,"成武县供电公司","孙寺供电所","孙寺镇","35kV双楼站10kV011马阁线","35kV双楼站10kV010宋小楼线侯楼村歇马厅1号排灌台架变","100",0,"红色"]
[2436,"成武县供电公司","孙寺供电所","孙寺镇","35kV双楼站10kV010宋小楼线","35kV双楼变电站10kV010宋小楼线吴庄#2变压器","200",0,"红色"]
[2437,"成武县供电公司","孙寺供电所","孙寺镇","10kV008草里王线","35kV双楼站10kV008草里王线后草村1号排灌台架变","100",0,"红色"]
[2438,"成武县供电公司","孙寺供电所","孙寺镇","35kV双楼站10kV011马阁线","35kV双楼站10kV010宋小楼线平楼村2号排灌台架变","100",0,"红色"]
[2439,"成武县供电公司","孙寺供电所","孙寺镇","35kV双楼站10kV013平楼线","35kV双楼站10kV004郭集线平楼村岔楼1号排灌台架变","200",0,"红色"]
[2440,"成武县供电公司","孙寺供电所","孙寺镇","10kV006胡庄线","永昌街道郜西村5号排灌变压器（2016年三批）","200",0,"红色"]
[2441,"成武县供电公司","孙寺供电所","孙寺镇","35kV双楼站10kV014宋方楼线","10kV014宋方楼线孙寺镇宋庄村7号排灌变压器（2016年三批）台架变","100",0,"红色"]
[2442,"成武县供电公司","孙寺供电所","孙寺镇","10kV008草里王线","孙寺镇西草里王村2号排灌变压器（2016第三批）","200",0,"红色"]
[2443,"成武县供电公司","孙寺供电所","孙寺镇","10kV006胡庄线","10kV006胡庄线永昌街道李六村5号排灌变压器（2016年三批）台架变","200",0,"红色"]
[2444,"成武县供电公司","孙寺供电所","孙寺镇","35kV双楼站10kV014宋方楼线","孙寺镇宋庄村2号排灌变压器（2016年三批）","100",0,"红色"]
[2445,"成武县供电公司","孙寺供电所","孙寺镇","10kV006胡庄线","永昌街道节楼村6号排灌变压器（2016年三批）","100",0,"红色"]
[2446,"成武县供电公司","孙寺供电所","孙寺镇","35kV双楼站10kV015李化寨线","孙寺镇李化寨村1号排灌变压器（2016第三批）","100",0,"红色"]
[2447,"成武县供电公司","孙寺供电所","孙寺镇","10kV008草里王线","10kV008草里王线孙寺镇3号排灌变压器（2016第三批）台架变","200",0,"红色"]
[2448,"成武县供电公司","孙寺供电所","孙寺镇","10kV007郜鼎线","10kV007郜鼎线永昌街道水口村1号排灌变压器（2016年三批）台架变","100",0,"红色"]
[2449,"成武县供电公司","孙寺供电所","孙寺镇","10kV007郜鼎线","10kV007郜鼎线孙寺镇前王庄村2号排灌变压器（2016年三批）台架变","100",0,"红色"]
[2450,"成武县供电公司","孙寺供电所","孙寺镇","35kV双楼站10kV004郭集线","四队北","200",0,"红色"]
[2451,"成武县供电公司","孙寺供电所","孙寺镇","35kV双楼站10kV015李化寨线","贾庄2号","200",0,"红色"]
[2452,"成武县供电公司","孙寺供电所","孙寺镇","35kV双楼站10kV004郭集线","兴集东","200",0,"红色"]
[2453,"成武县供电公司","孙寺供电所","孙寺镇","0115盛材线","10kV0115盛材线堌堆后新区1号","630",0,"红色"]
[2454,"成武县供电公司","孙寺供电所","孙寺镇","10kV007郜鼎线","大刘庄","200",0,"红色"]
[2455,"成武县供电公司","孙寺供电所","孙寺镇","35kV双楼站10kV013平楼线","平楼5号南村配电室","200",0,"红色"]
[2456,"成武县供电公司","孙寺供电所","孙寺镇","35kV双楼站10kV004郭集线","10kV004郭集线天宫庙南台架变","200",0,"红色"]
[2457,"成武县供电公司","孙寺供电所","孙寺镇","35kV双楼站10kV011马阁线","10kV011马阁线马庄北台架变","200",0,"红色"]
[2458,"成武县供电公司","孙寺供电所","孙寺镇","10kV007郜鼎线","孙寺镇纯集村5号排灌变压器（2016年三批）","100",0,"红色"]
[2459,"成武县供电公司","孙寺供电所","孙寺镇","35kV双楼站10kV013平楼线","平楼4#东","200",0,"红色"]
[2460,"成武县供电公司","孙寺供电所","孙寺镇","35kV双楼站10kV004郭集线","孙寺镇孙楼村6号排灌变压器（2016第三批）","100",0,"红色"]
[2461,"成武县供电公司","孙寺供电所","孙寺镇","10kV006胡庄线","李六3号","200",0,"红色"]
[2462,"成武县供电公司","孙寺供电所","孙寺镇","35kV双楼站10kV010宋小楼线","刘庄","200",0,"红色"]
[2463,"成武县供电公司","孙寺供电所","孙寺镇","35kV双楼站10kV011马阁线","付楼南","200",0,"红色"]
[2464,"成武县供电公司","孙寺供电所","孙寺镇","10kV007郜鼎线","10kV007郜鼎线孙寺镇纯集村4号排灌变压器（2016年三批）台架变","100",0,"红色"]
[2465,"成武县供电公司","孙寺供电所","孙寺镇","35kV双楼站10kV015李化寨线","10kV015李化寨线双楼站10kV草里王线屈庙村1号（2016年井井通第三批）台架变","100",0,"红色"]
[2466,"成武县供电公司","孙寺供电所","孙寺镇","35kV双楼站10kV010宋小楼线","35kV双楼变电站10kV010宋小楼线东李庄#1变压器","400",0,"红色"]
[2467,"成武县供电公司","孙寺供电所","孙寺镇","35kV双楼站10kV015李化寨线","35kV双楼站10kV015李化寨线李化寨村贾庄东排灌台架变","100",0,"红色"]
[2468,"成武县供电公司","孙寺供电所","孙寺镇","35kV双楼站10kV010宋小楼线","35kV双楼站10kV010宋小楼线刘王庄村1号排灌台架变","100",0,"红色"]
[2469,"成武县供电公司","孙寺供电所","孙寺镇","10kV006胡庄线","永昌街道宋湾村2号排灌变压器（2016年三批）","100",0,"红色"]
[2470,"成武县供电公司","孙寺供电所","孙寺镇","35kV双楼站10kV004郭集线","10kV004郭集线孙寺镇刘楼村2号排灌变压器（2016第三批）台架变","100",0,"红色"]
[2471,"成武县供电公司","孙寺供电所","孙寺镇","10kV007郜鼎线","10kV007郜鼎线孙寺镇纯集村7号排灌变压器（2016年三批）台架变","100",0,"红色"]
[2472,"成武县供电公司","孙寺供电所","孙寺镇","35kV双楼站10kV004郭集线","孙寺镇孙楼村5号排灌变压器（2016第三批）","100",0,"红色"]
[2473,"成武县供电公司","孙寺供电所","孙寺镇","35kV双楼站10kV004郭集线","10kV004郭集线孙寺镇新兴集村3号排灌变压器（2016第三批）台架变","100",0,"红色"]
[2474,"成武县供电公司","孙寺供电所","孙寺镇","0102孙寺线","10kV0102孙寺线永昌街道刘坊村6号排灌变压器（2016年三批）台架变","100",0,"红色"]
[2475,"成武县供电公司","孙寺供电所","孙寺镇","10kV008草里王线","10kV008草里王线孙寺镇草里王村3号排灌变压器（2016第三批）台架变","100",0,"红色"]
[2476,"成武县供电公司","孙寺供电所","孙寺镇","10kV008草里王线","10kV008草里王线孙寺镇郑庄村6号排灌变压器（2016第三批）台架变","100",0,"红色"]
[2477,"成武县供电公司","孙寺供电所","孙寺镇","10kV006胡庄线","永昌街道姜庄村4号排灌变压器（2016年三批）","200",0,"红色"]
[2478,"成武县供电公司","孙寺供电所","孙寺镇","10kV006胡庄线","永昌街道节楼村2号排灌变压器（2016年三批）","100",0,"红色"]
[2479,"成武县供电公司","孙寺供电所","孙寺镇","35kV双楼站10kV014宋方楼线","10kV014宋方楼线永昌街道郜东村2号排灌变压器（2016年三批）台架变","200",0,"红色"]
[2480,"成武县供电公司","孙寺供电所","孙寺镇","35kV双楼站10kV014宋方楼线","10kV014宋方楼线孙寺镇宋庄村5号排灌变压器（2016年三批）台架变","100",0,"红色"]
[2481,"成武县供电公司","孙寺供电所","孙寺镇","35kV双楼站10kV004郭集线","孙寺镇孔李庄村5号排灌变压器（2016第三批）","200",0,"红色"]
[2482,"成武县供电公司","孙寺供电所","孙寺镇","35kV双楼站10kV004郭集线","10kV004郭集线孙寺镇孙楼村4号排灌变压器（2016第三批）台架变","100",0,"红色"]
[2483,"成武县供电公司","孙寺供电所","孙寺镇","35kV双楼站10kV011马阁线","10kV011马阁线孙寺镇付楼村1号排灌变压器（2016第三批）台架变","100",0,"红色"]
[2484,"成武县供电公司","孙寺供电所","孙寺镇","10kV007郜鼎线","10kV007郜鼎线孙寺镇纯集村6号排灌变压器（2016年三批）台架变","100",0,"红色"]
[2485,"成武县供电公司","孙寺供电所","孙寺镇","35kV双楼站10kV004郭集线","10kV004郭集线孙寺镇郑庄村3号排灌变压器（2016第三批）台架变","100",0,"红色"]
[2486,"成武县供电公司","孙寺供电所","孙寺镇","35kV双楼站10kV004郭集线","10kV004郭集线孙寺镇许双庙村8号排灌变压器（2016第三批）台架变","100",0,"红色"]
[2487,"成武县供电公司","孙寺供电所","孙寺镇","35kV双楼站10kV010宋小楼线","10kV010宋小楼线孙寺镇郭楼村3号排灌变压器（2016第三批）台架变","100",0,"红色"]
[2488,"成武县供电公司","孙寺供电所","孙寺镇","35kV双楼站10kV004郭集线","10kV004郭集线孙寺镇平楼村1号排灌变压器（2016第三批）台架变","100",0,"红色"]
[2489,"成武县供电公司","孙寺供电所","孙寺镇","35kV双楼站10kV004郭集线","10kV004郭集线孙寺镇新兴集村4号排灌变压器（2016第三批）台架变","100",0,"红色"]
[2490,"成武县供电公司","孙寺供电所","孙寺镇","35kV双楼站10kV004郭集线","10kV004郭集线孙寺镇许双庙村4号排灌变压器（2016第三批）台架变","100",0,"红色"]
[2491,"成武县供电公司","孙寺供电所","孙寺镇","35kV双楼站10kV010宋小楼线","10kV010宋小楼线孙寺镇卢庄村1号排灌变压器（2016第三批）台架变","100",0,"红色"]
[2492,"成武县供电公司","孙寺供电所","孙寺镇","35kV双楼站10kV004郭集线","10kV004郭集线孙寺镇许双庙村3号排灌变压器（2016第三批）台架变","200",0,"红色"]
[2493,"成武县供电公司","孙寺供电所","孙寺镇","35kV双楼站10kV004郭集线","10kV004郭集线孙寺镇许双庙村7号排灌变压器（2016第三批）台架变","100",0,"红色"]
[2494,"成武县供电公司","孙寺供电所","孙寺镇","10kV006胡庄线","孙寺镇陈楼3号排灌变压器（2016年三批）","100",0,"红色"]
[2495,"成武县供电公司","孙寺供电所","孙寺镇","35kV双楼站10kV004郭集线","10kV004郭集线孙寺镇刘楼村4号排灌变压器（2016第三批）台架变","200",0,"红色"]
[2496,"成武县供电公司","孙寺供电所","孙寺镇","35kV双楼站10kV004郭集线","孙寺镇孙楼村1号排灌变压器（2016第三批）","100",0,"红色"]
[2497,"成武县供电公司","孙寺供电所","孙寺镇","35kV双楼站10kV004郭集线","10kV004郭集线孙寺镇孔李庄村2号排灌变压器（2016第三批）台架变","100",0,"红色"]
[2498,"成武县供电公司","孙寺供电所","孙寺镇","35kV双楼站10kV004郭集线","孙寺镇孔李庄村6号排灌变压器（2016第三批）","100",0,"红色"]
[2499,"成武县供电公司","孙寺供电所","孙寺镇","35kV双楼站10kV015李化寨线","10kV015李化寨线孙寺镇后草里王村2号排灌变压器（2016第三批）台架变","200",0,"红色"]
[2500,"成武县供电公司","孙寺供电所","孙寺镇","10kV007郜鼎线","永昌街道前李村2号排灌变压器（2016年三批）","100",0,"红色"]
[2501,"成武县供电公司","孙寺供电所","孙寺镇","10kV007郜鼎线","10kV007郜鼎线孙寺镇纯集村2号排灌变压器（2016年三批）台架变","100",0,"红色"]
[2502,"成武县供电公司","孙寺供电所","孙寺镇","35kV双楼站10kV010宋小楼线","10kV010宋小楼线孙寺镇周庄村炮张庄2号排灌变压器（2016第三批）台架变","100",0,"红色"]
[2503,"成武县供电公司","孙寺供电所","孙寺镇","35kV双楼站10kV010宋小楼线","孙寺镇卢庄村6号排灌变压器（2016第三批）","100",0,"红色"]
[2504,"成武县供电公司","孙寺供电所","孙寺镇","35kV双楼站10kV004郭集线","10kV004郭集线孙寺镇许盆窑村3号排灌变压器（2016第三批）台架变","200",0,"红色"]
[2505,"成武县供电公司","孙寺供电所","孙寺镇","10kV007郜鼎线","前李庄新村#3","200",0,"红色"]
[2506,"成武县供电公司","孙寺供电所","孙寺镇","35kV双楼站10kV004郭集线","10kV004郭集线孙寺镇郑庄村7号排灌变压器（2016第三批）台架变","100",0,"红色"]
[2507,"成武县供电公司","孙寺供电所","孙寺镇","35kV双楼站10kV004郭集线","10kV004郭集线孙寺镇郑庄村2号排灌变压器（2016第三批）台架变","100",0,"红色"]
[2508,"成武县供电公司","孙寺供电所","孙寺镇","35kV双楼站10kV004郭集线","10kV004郭集线孙寺镇许盆窑村1号排灌变压器（2016第三批）台架变","100",0,"红色"]
[2509,"成武县供电公司","孙寺供电所","孙寺镇","10kV006胡庄线","永昌街道节楼村7号排灌变压器（2016年三批）","100",0,"红色"]
[2510,"成武县供电公司","孙寺供电所","孙寺镇","35kV双楼站10kV004郭集线","10kV004郭集线孙寺镇许盆窑村4号排灌变压器（2016第三批）台架变","100",0,"红色"]
[2511,"成武县供电公司","孙寺供电所","孙寺镇","35kV双楼站10kV011马阁线","10kV011马阁线孙寺镇付楼村2号排灌变压器（2016第三批）台架变","100",0,"红色"]
[2512,"成武县供电公司","孙寺供电所","孙寺镇","35kV双楼站10kV010宋小楼线","10kV010宋小楼线孙寺镇郭楼村2号排灌变压器（2016第三批）台架变","100",0,"红色"]
[2513,"成武县供电公司","孙寺供电所","孙寺镇","35kV双楼站10kV010宋小楼线","10kV010宋小楼线孙寺镇卢庄村4号排灌变压器（2016第三批）台架变","200",0,"红色"]
[2514,"成武县供电公司","孙寺供电所","孙寺镇","35kV双楼站10kV004郭集线","10kV004郭集线孙寺镇刘楼村5号排灌变压器（2016第三批）台架变","100",0,"红色"]
[2515,"成武县供电公司","孙寺供电所","孙寺镇","10kV007郜鼎线","前李庄新村#4","200",0,"红色"]
[2516,"成武县供电公司","孙寺供电所","孙寺镇","35kV双楼站10kV004郭集线","10kV004郭集线孙寺镇刘楼村6号排灌变压器（2016第三批）台架变","100",0,"红色"]
[2517,"成武县供电公司","孙寺供电所","孙寺镇","10kV007郜鼎线","10kV007郜鼎线孙寺镇纯集村3号排灌变压器（2016年三批）台架变","200",0,"红色"]
[2518,"成武县供电公司","孙寺供电所","孙寺镇","10kV008草里王线","孙寺镇草里王村2号排灌变压器（2016第三批）","200",0,"红色"]
[2519,"成武县供电公司","孙寺供电所","孙寺镇","35kV双楼站10kV010宋小楼线","10kV010宋小楼线孙寺镇刘王庄村3号排灌变压器（2016第三批）台架变","200",0,"红色"]
[2520,"成武县供电公司","孙寺供电所","孙寺镇","10kV008草里王线","10kV008草里王线孙寺镇草里王村1号排灌变压器（2016第三批）台架变","100",0,"红色"]
[2521,"成武县供电公司","孙寺供电所","孙寺镇","35kV双楼站10kV010宋小楼线","10kV010宋小楼线孙寺镇刘王庄村1号排灌变压器（2016第三批）台架变","100",0,"红色"]
[2522,"成武县供电公司","孙寺供电所","孙寺镇","35kV双楼站10kV004郭集线","10kV004郭集线孙寺镇许双庙村2号排灌变压器（2016第三批）台架变","100",0,"红色"]
[2523,"成武县供电公司","孙寺供电所","孙寺镇","10kV007郜鼎线","10kV007郜鼎线孙寺镇李庄村3号排灌变压器（2016年三批）台架变","200",0,"红色"]
[2524,"成武县供电公司","孙寺供电所","孙寺镇","35kV双楼站10kV015李化寨线","孙寺镇李化寨村4号排灌变压器（2016第三批）","200",0,"红色"]
[2525,"成武县供电公司","孙寺供电所","孙寺镇","35kV双楼站10kV010宋小楼线","孙寺镇周庄村炮张庄1号排灌变压器（2016第三批）","100",0,"红色"]
[2526,"成武县供电公司","孙寺供电所","孙寺镇","10kV006胡庄线","10kV006胡庄线永昌街道前陈楼村3号排灌变压器（2016年三批）台架变","100",0,"红色"]
[2527,"成武县供电公司","孙寺供电所","孙寺镇","10kV007郜鼎线","孙寺镇宴崮堆村1#排灌变压器（2017年一批）","100",0,"红色"]
[2528,"成武县供电公司","孙寺供电所","孙寺镇","35kV双楼站10kV014宋方楼线","10kV014宋方楼线孙寺镇宋庄村9号排灌变压器（2016年三批）台架变","100",0,"红色"]
[2529,"成武县供电公司","孙寺供电所","孙寺镇","35kV双楼站10kV010宋小楼线","10kV010宋小楼线孙寺镇郭楼村1号排灌变压器（2016第三批）台架变","100",0,"红色"]
[2530,"成武县供电公司","孙寺供电所","孙寺镇","35kV双楼站10kV010宋小楼线","10kV010宋小楼线孙寺镇东李庄村1号排灌变压器（2016第三批）台架变","100",0,"红色"]
[2531,"成武县供电公司","孙寺供电所","孙寺镇","35kV双楼站10kV004郭集线","孙寺镇新兴集村6号排灌变压器（2016第三批）","100",0,"红色"]
[2532,"成武县供电公司","孙寺供电所","孙寺镇","35kV双楼站10kV004郭集线","10kV004郭集线孙寺镇孔李庄村1号排灌变压器（2016第三批）台架变","100",0,"红色"]
[2533,"成武县供电公司","孙寺供电所","孙寺镇","35kV双楼站10kV014宋方楼线","平坊1","200",0,"红色"]
[2534,"成武县供电公司","孙寺供电所","孙寺镇","0102孙寺线","张吕庄东1号","400",0,"红色"]
[2535,"成武县供电公司","孙寺供电所","孙寺镇","10kV007郜鼎线","10kV007郜鼎线永昌街道前李村3号排灌变压器（2016年三批）台架变","100",0,"红色"]
[2536,"成武县供电公司","孙寺供电所","孙寺镇","35kV双楼站10kV015李化寨线","10kV015李化寨线孙寺镇许双庙村1号排灌变压器（2016第三批）台架变","200",0,"红色"]
[2537,"成武县供电公司","孙寺供电所","孙寺镇","35kV双楼站10kV004郭集线","10kV004郭集线孙寺镇侯楼村2号排灌变压器（2016第三批）台架变","100",0,"红色"]
[2538,"成武县供电公司","孙寺供电所","孙寺镇","10kV007郜鼎线","孙寺镇李庄村4号排灌变压器（2016年三批）","100",0,"红色"]
[2539,"成武县供电公司","孙寺供电所","孙寺镇","35kV双楼站10kV004郭集线","10kV004郭集线孙寺镇侯楼村1号排灌变压器（2016第三批）台架变","100",0,"红色"]
[2540,"成武县供电公司","孙寺供电所","孙寺镇","35kV双楼站10kV010宋小楼线","10kV010宋小楼线孙寺镇卢庄村3号排灌变压器（2016第三批）台架变","100",0,"红色"]
[2541,"成武县供电公司","孙寺供电所","孙寺镇","35kV双楼站10kV004郭集线","10kV004郭集线孙寺镇许双庙村6号排灌变压器（2016第三批）台架变","100",0,"红色"]
[2542,"成武县供电公司","孙寺供电所","孙寺镇","10kV007郜鼎线","永昌街道前李村4号排灌变压器（2016年三批）","100",0,"红色"]
[2543,"成武县供电公司","孙寺供电所","孙寺镇","35kV双楼站10kV004郭集线","10kV004郭集线孙寺镇许盆窑村2号排灌变压器（2016第三批）台架变","100",0,"红色"]
[2544,"成武县供电公司","孙寺供电所","孙寺镇","10kV008草里王线","10kV008草里王线孙寺镇西草里王村3号排灌变压器（2016第三批）台架变","200",0,"红色"]
[2545,"成武县供电公司","孙寺供电所","孙寺镇","35kV双楼站10kV004郭集线","10kV004郭集线孙寺镇郑庄村1号排灌变压器（2016第三批）台架变","100",0,"红色"]
[2546,"成武县供电公司","孙寺供电所","孙寺镇","0102孙寺线","10kV0102孙寺线永昌街道刘坊村5号排灌变压器（2016年三批）台架变","100",0,"红色"]
[2547,"成武县供电公司","孙寺供电所","孙寺镇","35kV双楼站10kV004郭集线","10kV004郭集线孙寺镇刘楼村3号排灌变压器（2016第三批）台架变","100",0,"红色"]
[2548,"成武县供电公司","孙寺供电所","孙寺镇","0115盛材线","10kV0115盛材线堌堆后新区4号","630",0,"红色"]
[2549,"成武县供电公司","孙寺供电所","孙寺镇","35kV双楼站10kV011马阁线","10kV011马阁线侯楼南台架变","200",0,"红色"]
[2550,"成武县供电公司","孙寺供电所","孙寺镇","35kV双楼站10kV014宋方楼线","10kV014宋方楼线孙寺镇宋庄村4号排灌变压器（2016年三批）台架变","200",0,"红色"]
[2551,"成武县供电公司","孙寺供电所","孙寺镇","35kV双楼站10kV004郭集线","10kV004郭集线孙寺镇郑庄村4号排灌变压器（2016第三批）台架变","100",0,"红色"]
[2552,"成武县供电公司","孙寺供电所","孙寺镇","35kV双楼站10kV004郭集线","10kV004郭集线孙寺镇孙楼村3号排灌变压器（2016第三批）台架变","100",0,"红色"]
[2553,"成武县供电公司","孙寺供电所","孙寺镇","0102孙寺线","10kV0102孙寺线永昌街道刘坊村3号排灌变压器（2016年三批）台架变","100",0,"红色"]
[2554,"成武县供电公司","孙寺供电所","孙寺镇","35kV双楼站10kV010宋小楼线","10kV010宋小楼线孙寺镇刘王庄村6号排灌变压器（2016第三批）台架变","100",0,"红色"]
[2555,"成武县供电公司","孙寺供电所","孙寺镇","35kV双楼站10kV015李化寨线","孙寺镇后草里王村3号排灌变压器（2016第三批）","200",0,"红色"]
[2556,"成武县供电公司","孙寺供电所","孙寺镇","10kV007郜鼎线","10kV007郜鼎线永昌街道前李村1号排灌变压器（2016年三批）台架变","100",0,"红色"]
[2557,"成武县供电公司","孙寺供电所","孙寺镇","35kV双楼站10kV004郭集线","10kV004郭集线孙寺镇孙楼村2号排灌变压器（2016第三批）台架变","100",0,"红色"]
[2558,"成武县供电公司","孙寺供电所","孙寺镇","35kV双楼站10kV010宋小楼线","10kV010宋小楼线孙寺镇卢庄村2号排灌变压器（2016第三批）台架变","200",0,"红色"]
[2559,"成武县供电公司","孙寺供电所","孙寺镇","10kV007郜鼎线","永昌街道前李村5号排灌变压器（2016年三批）","100",0,"红色"]
[2560,"成武县供电公司","孙寺供电所","孙寺镇","35kV双楼站10kV004郭集线","10kV004郭集线孙寺镇许双庙村9号排灌变压器（2016第三批）台架变","100",0,"红色"]
[2561,"成武县供电公司","孙寺供电所","孙寺镇","10kV007郜鼎线","10kV007郜鼎线前李庄新村#1台架变","200",0,"红色"]
[2562,"成武县供电公司","孙寺供电所","孙寺镇","35kV双楼站10kV010宋小楼线","孙寺镇刘王庄村4号排灌变压器（2016第三批）","100",0,"红色"]
[2563,"成武县供电公司","孙寺供电所","孙寺镇","10kV006胡庄线","孙寺镇陈楼2号排灌变压器（2016年三批）","200",0,"红色"]
[2564,"成武县供电公司","孙寺供电所","孙寺镇","10kV006胡庄线","永昌街道水口村5号排灌变压器（2016年三批）","100",0,"红色"]
[2565,"成武县供电公司","孙寺供电所","孙寺镇","0102孙寺线","10kV0102孙寺线永昌街道刘坊村4号排灌变压器（2016年三批）台架变","100",0,"红色"]
[2566,"成武县供电公司","孙寺供电所","孙寺镇","10kV007郜鼎线","孙寺镇宴崮堆村6#排灌变压器（2017年一批）","200",0,"红色"]
[2567,"成武县供电公司","孙寺供电所","孙寺镇","35kV双楼站10kV015李化寨线","孙寺镇李化寨村3号排灌变压器（2016第三批）","100",0,"红色"]
[2568,"成武县供电公司","孙寺供电所","孙寺镇","0114吕台东线","永昌街道宋湾村1号排灌变压器（2016年三批）","200",0,"红色"]
[2569,"成武县供电公司","孙寺供电所","孙寺镇","10kV006胡庄线","10kV006胡庄线永昌街道李六村1号排灌变压器（2016年三批）台架变","200",0,"红色"]
[2570,"成武县供电公司","孙寺供电所","孙寺镇","35kV双楼站10kV010宋小楼线","10kV宋小楼线小张楼2号柱上变","400",0,"红色"]
[2571,"成武县供电公司","孙寺供电所","孙寺镇","10kV006胡庄线","永昌街道宋湾村3号排灌变压器（2016年三批）","100",0,"红色"]
[2572,"成武县供电公司","孙寺供电所","孙寺镇","35kV双楼站10kV011马阁线","10kV011马阁线侯楼北台架变","200",0,"红色"]
[2573,"成武县供电公司","孙寺供电所","孙寺镇","10kV007郜鼎线","孙寺镇宴崮堆村2#排灌变压器（2017年一批）","100",0,"红色"]
[2574,"成武县供电公司","孙寺供电所","孙寺镇","10kV008草里王线","35kV双楼变电站10kV008草里王线西草5#变压器","200",0,"红色"]
[2575,"成武县供电公司","孙寺供电所","孙寺镇","35kV双楼站10kV004郭集线","孙寺镇新兴集村5号排灌变压器（2016第三批）","100",0,"红色"]
[2576,"成武县供电公司","孙寺供电所","孙寺镇","10kV006胡庄线","10kV006胡庄线永昌街道姜庄村2号排灌变压器（2016年三批）台架变","100",0,"红色"]
[2577,"成武县供电公司","孙寺供电所","孙寺镇","35kV双楼站10kV004郭集线","孙寺镇新兴集村7号排灌变压器（2016第三批）","100",0,"红色"]
[2578,"成武县供电公司","孙寺供电所","孙寺镇","10kV007郜鼎线","孙寺镇宴崮堆村3#排灌变压器（2017年一批）","100",0,"红色"]
[2579,"成武县供电公司","孙寺供电所","孙寺镇","10kV008草里王线","东草2号村配电室","200",0,"红色"]
[2580,"成武县供电公司","孙寺供电所","孙寺镇","35kV双楼站10kV014宋方楼线","10kV014宋方楼线杨庙（郜鼎）台架变","200",0,"红色"]
[2581,"成武县供电公司","孙寺供电所","孙寺镇","10kV006胡庄线","前陈楼2","160",0,"红色"]
[2582,"成武县供电公司","孙寺供电所","孙寺镇","10kV007郜鼎线","双碑记","200",0,"红色"]
[2583,"成武县供电公司","孙寺供电所","孙寺镇","10kV006胡庄线","水口北","200",0,"红色"]
[2584,"成武县供电公司","孙寺供电所","孙寺镇","35kV双楼站10kV004郭集线","10kV004郭集线孙寺五队台架变","200",0,"红色"]
[2585,"成武县供电公司","孙寺供电所","孙寺镇","10kV007郜鼎线","闫庄东","200",0,"红色"]
[2586,"成武县供电公司","孙寺供电所","孙寺镇","35kV双楼站10kV004郭集线","孙寺镇新兴集村2号排灌变压器（2016第三批）","100",0,"红色"]
[2587,"成武县供电公司","孙寺供电所","孙寺镇","10kV007郜鼎线","10kV007郜鼎线前李庄新村#2台架变","200",0,"红色"]
[2588,"成武县供电公司","孙寺供电所","孙寺镇","10kV008草里王线","孙寺镇后草里王村4号排灌变压器（2016第三批）","100",0,"红色"]
[2589,"成武县供电公司","孙寺供电所","孙寺镇","10kV006胡庄线","马庄西","200",0,"红色"]
[2590,"成武县供电公司","孙寺供电所","孙寺镇","110kV郜鼎站10kV0111杨楼线","10kV0115盛材线产业园中台架变","200",0,"红色"]
[2591,"成武县供电公司","孙寺供电所","孙寺镇","10kV007郜鼎线","35kV双楼变电站10kV007郜鼎线王庄变压器","200",0,"红色"]
[2592,"成武县供电公司","孙寺供电所","孙寺镇","35kV双楼站10kV010宋小楼线","35kV双楼变电站10kV010宋小楼线田庄变压器","200",0,"红色"]
[2593,"成武县供电公司","孙寺供电所","孙寺镇","35kV双楼站10kV010宋小楼线","10kV010宋小楼线刘尧#2村台架变","200",0,"红色"]
[2594,"成武县供电公司","孙寺供电所","孙寺镇","35kV双楼站10kV014宋方楼线","闫楼2村配电室","200",0,"红色"]
[2595,"成武县供电公司","孙寺供电所","孙寺镇","35kV双楼站10kV011马阁线","东郭集#2","200",0,"红色"]
[2596,"成武县供电公司","孙寺供电所","孙寺镇","35kV双楼站10kV011马阁线","刘庄西村配电室","200",0,"红色"]
[2597,"成武县供电公司","孙寺供电所","孙寺镇","35kV双楼站10kV015李化寨线","10kV015李化寨线西宋庄台架变","200",0,"红色"]
[2598,"成武县供电公司","孙寺供电所","孙寺镇","10kV007郜鼎线","王庄南#1","400",0,"红色"]
[2599,"成武县供电公司","孙寺供电所","孙寺镇","35kV双楼站10kV004郭集线","10kV004郭集线刘楼中台架变","200",0,"红色"]
[2600,"成武县供电公司","孙寺供电所","孙寺镇","10kV007郜鼎线","前李庄北","200",0,"红色"]
[2601,"成武县供电公司","孙寺供电所","孙寺镇","35kV双楼站10kV004郭集线","10kV004郭集线孙寺镇许双庙村5号排灌变压器（2016第三批）台架变","200",0,"红色"]
[2602,"成武县供电公司","孙寺供电所","孙寺镇","35kV双楼站10kV014宋方楼线","宋双楼东","200",0,"红色"]
[2603,"成武县供电公司","孙寺供电所","孙寺镇","35kV双楼站10kV004郭集线","10kV004郭集线卧龙岗南台架变","200",0,"红色"]
[2604,"成武县供电公司","孙寺供电所","孙寺镇","110kV郜鼎站10kV0111杨楼线","产业园公变630","630",0,"红色"]
[2605,"成武县供电公司","孙寺供电所","孙寺镇","35kV双楼站10kV015李化寨线","35kV双楼站10kV015李化寨线李化寨村西宋庄排灌台架变","200",0,"红色"]
[2606,"成武县供电公司","孙寺供电所","孙寺镇","0102孙寺线","10kV0102孙寺线宋楼2号台架变","200",0,"红色"]
[2607,"成武县供电公司","孙寺供电所","孙寺镇","10kV007郜鼎线","35kV双楼站10kV007郜鼎线纯集西2号台架变","200",0,"红色"]
[2608,"成武县供电公司","孙寺供电所","孙寺镇","35kV双楼站10kV014宋方楼线","35kV双楼变电站10kV014宋方楼线十五队东1变压器","200",0,"红色"]
[2609,"成武县供电公司","孙寺供电所","孙寺镇","35kV双楼站10kV014宋方楼线","公用#","200",0,"红色"]
[2610,"成武县供电公司","孙寺供电所","孙寺镇","35kV双楼站10kV011马阁线","孙寺七队2号","400",0,"红色"]
[2611,"成武县供电公司","孙寺供电所","孙寺镇","35kV双楼站10kV014宋方楼线","孙寺镇宋庄村1号排灌变压器（2016年三批）","100",0,"红色"]
[2612,"成武县供电公司","孙寺供电所","孙寺镇","10kV007郜鼎线","孙寺镇李庄村1号排灌变压器（2016年三批）","100",0,"红色"]
[2613,"成武县供电公司","孙寺供电所","孙寺镇","35kV双楼站10kV015李化寨线","孙寺镇李化寨村2号排灌变压器（2016第三批）","100",0,"红色"]
[2614,"成武县供电公司","孙寺供电所","孙寺镇","10kV006胡庄线","永昌街道节楼村3号排灌变压器（2016年三批）","200",0,"红色"]
[2615,"成武县供电公司","孙寺供电所","孙寺镇","35kV双楼站10kV004郭集线","10kV004郭集线孙寺镇郑庄村9号排灌变压器（2016第三批）台架变","100",0,"红色"]
[2616,"成武县供电公司","孙寺供电所","孙寺镇","10kV006胡庄线","永昌街道节楼村8号排灌变压器（2016年三批）","200",0,"红色"]
[2617,"成武县供电公司","孙寺供电所","孙寺镇","35kV双楼站10kV004郭集线","10kV004郭集线孙寺镇郑庄村8号排灌变压器（2016第三批）台架变","100",0,"红色"]
[2618,"成武县供电公司","孙寺供电所","孙寺镇","10kV006胡庄线","10kV006胡庄线永昌街道李六村4号排灌变压器（2016年三批）台架变","100",0,"红色"]
[2619,"成武县供电公司","孙寺供电所","孙寺镇","0102孙寺线","10kV0102孙寺线孙寺镇陈楼1号排灌变压器（2016年三批）","100",0,"红色"]
[2620,"成武县供电公司","孙寺供电所","孙寺镇","35kV双楼站10kV014宋方楼线","永昌街道郜东村4号排灌变压器（2016年三批）","200",0,"红色"]
[2621,"成武县供电公司","孙寺供电所","孙寺镇","35kV双楼站10kV014宋方楼线","10kV014宋方楼线永昌街道郜东村1号排灌变压器（2016年第三批）台架变","200",0,"红色"]
[2622,"成武县供电公司","孙寺供电所","孙寺镇","10kV006胡庄线","10kV006胡庄线永昌街道水口村6号排灌变压器（2016年三批）台架变","200",0,"红色"]
[2623,"成武县供电公司","孙寺供电所","孙寺镇","35kV双楼站10kV014宋方楼线","10kV014宋方楼线孙寺镇宋庄村3号排灌变压器（2016年三批）台架变","100",0,"红色"]
[2624,"成武县供电公司","孙寺供电所","孙寺镇","10kV006胡庄线","永昌街道节楼村1号排灌变压器（2016年三批）","100",0,"红色"]
[2625,"成武县供电公司","孙寺供电所","孙寺镇","35kV双楼站10kV004郭集线","10kV004郭集孙寺镇5号排灌变压器（2016第三批）台架变","200",0,"红色"]
[2626,"成武县供电公司","孙寺供电所","孙寺镇","10kV006胡庄线","10kV006胡庄线永昌街道水口村3号排灌变压器（2016年三批）台架变","100",0,"红色"]
[2627,"成武县供电公司","孙寺供电所","孙寺镇","10kV006胡庄线","永昌街道姜庄村1号排灌变压器（2016年三批）","100",0,"红色"]
[2628,"成武县供电公司","孙寺供电所","孙寺镇","10kV006胡庄线","10kV006胡庄线永昌街道前陈楼村1号排灌变压器（2016年三批）台架变","100",0,"红色"]
[2629,"成武县供电公司","孙寺供电所","孙寺镇","35kV双楼站10kV004郭集线","10kV004郭集孙寺镇4号排灌变压器（2016第三批）台架变","200",0,"红色"]
[2630,"成武县供电公司","孙寺供电所","孙寺镇","35kV双楼站10kV014宋方楼线","10kV014宋方楼线永昌街道郜西村1号排灌变压器（2016年三批）台架变","200",0,"红色"]
[2631,"成武县供电公司","孙寺供电所","孙寺镇","10kV006胡庄线","10kV006胡庄线永昌街道水口村4号排灌变压器（2016年三批）台架变","100",0,"红色"]
[2632,"成武县供电公司","孙寺供电所","孙寺镇","10kV006胡庄线","10kV006胡庄线永昌街道姜庄村3号排灌变压器（2016年三批）台架变","100",0,"红色"]
[2633,"成武县供电公司","孙寺供电所","孙寺镇","10kV006胡庄线","10kV006胡庄线永昌街道前陈楼村2号排灌变压器（2016年三批）台架变","100",0,"红色"]
[2634,"成武县供电公司","孙寺供电所","孙寺镇","10kV008草里王线","孙寺镇1号排灌变压器（2016第三批）","200",0,"红色"]
[2635,"成武县供电公司","孙寺供电所","孙寺镇","10kV006胡庄线","10kV006胡庄线永昌街道姜庄村5号排灌变压器（2016年三批）台架变","200",0,"红色"]
[2636,"成武县供电公司","孙寺供电所","孙寺镇","10kV006胡庄线","10kV006胡庄线永昌街道李六村2号排灌变压器（2016年三批）台架变","100",0,"红色"]
[2637,"成武县供电公司","孙寺供电所","孙寺镇","10kV007郜鼎线","10kV007郜鼎线孙寺镇宴崮堆村#5排灌变压器（2017年一批）台架变","100",0,"红色"]
[2638,"成武县供电公司","孙寺供电所","孙寺镇","35kV双楼站10kV004郭集线","孙寺镇新兴集村1号排灌变压器（2016第三批）","100",0,"红色"]
[2639,"成武县供电公司","孙寺供电所","孙寺镇","10kV008草里王线","10kV008草里王线孙寺镇西草里王村1号排灌变压器（2016第三批）台架变","100",0,"红色"]
[2640,"成武县供电公司","孙寺供电所","孙寺镇","35kV双楼站10kV014宋方楼线","10kV014宋方楼线孙寺镇宋庄村8号排灌变压器（2016年三批）台架变","100",0,"红色"]
[2641,"成武县供电公司","孙寺供电所","孙寺镇","35kV双楼站10kV010宋小楼线","10kV010宋小楼线孙寺镇卢庄村5号排灌变压器（2016第三批）台架变","100",0,"红色"]
[2642,"成武县供电公司","孙寺供电所","孙寺镇","35kV双楼站10kV010宋小楼线","孙寺镇2号排灌变压器（2016第三批）","200",0,"红色"]
[2643,"成武县供电公司","孙寺供电所","孙寺镇","35kV双楼站10kV014宋方楼线","永昌街道郜东村3号排灌变压器（2016年三批）","200",0,"红色"]
[2644,"成武县供电公司","孙寺供电所","孙寺镇","10kV006胡庄线","永昌街道节楼村5号排灌变压器（2016年三批）","100",0,"红色"]
[2645,"成武县供电公司","孙寺供电所","孙寺镇","35kV双楼站10kV004郭集线","10kV004郭集线孙寺镇郑庄村5号排灌变压器（2016第三批）台架变","100",0,"红色"]
[2646,"成武县供电公司","孙寺供电所","孙寺镇","35kV双楼站10kV004郭集线","10kV004郭集线孙寺镇孔李庄村7号排灌变压器（2016第三批）台架变","200",0,"红色"]
[2647,"成武县供电公司","孙寺供电所","孙寺镇","10kV006胡庄线","永昌街道宋湾村4号排灌变压器（2016年三批）","100",0,"红色"]
[2648,"成武县供电公司","孙寺供电所","孙寺镇","35kV双楼站10kV004郭集线","10kV004郭集线孙寺镇孔李庄村8号排灌变压器（2016第三批）台架变","100",0,"红色"]
[2649,"成武县供电公司","孙寺供电所","孙寺镇","10kV006胡庄线","永昌街道节楼村4号排灌变压器（2016年三批）","100",0,"红色"]
[2650,"成武县供电公司","孙寺供电所","孙寺镇","10kV006胡庄线","10kV006胡庄线永昌街道李六村3号排灌变压器（2016年三批）台架变","200",0,"红色"]
[2651,"成武县供电公司","孙寺供电所","孙寺镇","10kV007郜鼎线","孙寺镇宴崮堆村4#排灌变压器（2017年一批）","100",0,"红色"]
[2652,"成武县供电公司","孙寺供电所","孙寺镇","10kV007郜鼎线","10kV007郜鼎线孙寺镇李庄村2号排灌变压器（2016年三批）台架变","100",0,"红色"]
[2653,"成武县供电公司","孙寺供电所","孙寺镇","10kV006胡庄线","永昌街道姜庄村6号排灌变压器（2016年三批）","100",0,"红色"]
[2654,"成武县供电公司","孙寺供电所","孙寺镇","35kV双楼站10kV014宋方楼线","10kV014宋方楼线孙寺镇宋庄村6号排灌变压器（2016年三批）台架变","200",0,"红色"]
[2655,"成武县供电公司","孙寺供电所","孙寺镇","35kV双楼站10kV014宋方楼线","永昌街道姜庄村7号排灌变压器（2016年三批）","100",0,"红色"]
[2656,"成武县供电公司","孙寺供电所","孙寺镇","35kV双楼站10kV011马阁线","孟辛庄村配电室","200",0,"红色"]
[2657,"成武县供电公司","孙寺供电所","孙寺镇","35kV双楼站10kV015李化寨线","屈庙","200",0,"红色"]
[2658,"成武县供电公司","孙寺供电所","孙寺镇","10kV006胡庄线","宋庄","200",0,"红色"]
[2659,"成武县供电公司","孙寺供电所","孙寺镇","10kV007郜鼎线","张庄","200",0,"红色"]
[2660,"成武县供电公司","孙寺供电所","孙寺镇","10kV006胡庄线","马庄","200",0,"红色"]
[2661,"成武县供电公司","孙寺供电所","孙寺镇","35kV双楼站10kV013平楼线","周庄","100",0,"红色"]
[2662,"成武县供电公司","孙寺供电所","孙寺镇","35kV双楼站10kV014宋方楼线","乡政府","200",0,"红色"]
[2663,"成武县供电公司","孙寺供电所","孙寺镇","10kV006胡庄线","前陈楼","200",0,"红色"]
[2664,"成武县供电公司","孙寺供电所","孙寺镇","10kV006胡庄线","李六4号","200",0,"红色"]
[2665,"成武县供电公司","孙寺供电所","孙寺镇","35kV双楼站10kV004郭集线","卧龙岗1#","400",0,"红色"]
[2666,"成武县供电公司","孙寺供电所","孙寺镇","0102孙寺线","田楼南","200",0,"红色"]
[2667,"成武县供电公司","孙寺供电所","孙寺镇","10kV007郜鼎线","存集南","200",0,"红色"]
[2668,"成武县供电公司","孙寺供电所","孙寺镇","35kV双楼站10kV011马阁线","东郭集村配电室","200",0,"红色"]
[2669,"成武县供电公司","孙寺供电所","孙寺镇","35kV双楼站10kV004郭集线","盆尧村1号配电室","200",0,"红色"]
[2670,"成武县供电公司","孙寺供电所","孙寺镇","110kV郜鼎站10kV0111杨楼线","开发区产业园公变北","400",0,"红色"]
[2671,"成武县供电公司","孙寺供电所","孙寺镇","35kV双楼站10kV011马阁线","35kV双楼变电站10kV011马阁线程庄变压器","200",0,"红色"]
[2672,"成武县供电公司","孙寺供电所","孙寺镇","0114吕台东线","高庄","400",0,"红色"]
[2673,"成武县供电公司","孙寺供电所","孙寺镇","35kV双楼站10kV013平楼线","周庄东","200",0,"红色"]
[2674,"成武县供电公司","孙寺供电所","孙寺镇","35kV双楼站10kV015李化寨线","10kV015李化寨线西李庄北台架变","400",0,"红色"]
[2675,"成武县供电公司","孙寺供电所","孙寺镇","10kV007郜鼎线","宴堌堆南（郜鼎）","200",0,"红色"]
[2676,"成武县供电公司","孙寺供电所","孙寺镇","10kV006胡庄线","节楼中","200",0,"红色"]
[2677,"成武县供电公司","孙寺供电所","孙寺镇","35kV双楼站10kV014宋方楼线","公用南","400",0,"红色"]
[2678,"成武县供电公司","孙寺供电所","孙寺镇","35kV双楼站10kV010宋小楼线","10kV010宋小楼线孔河台架变","80",0,"红色"]
[2679,"成武县供电公司","孙寺供电所","孙寺镇","10kV006胡庄线","盛楼村配电室","200",0,"红色"]
[2680,"成武县供电公司","孙寺供电所","孙寺镇","35kV双楼站10kV010宋小楼线","10kV010宋小楼线卢庄3号台架变","200",0,"红色"]
[2681,"成武县供电公司","孙寺供电所","孙寺镇","35kV双楼站10kV010宋小楼线","10kV010宋小楼线炮张庄东台架变","200",0,"红色"]
[2682,"成武县供电公司","孙寺供电所","孙寺镇","35kV双楼站10kV011马阁线","张庄","200",0,"红色"]
[2683,"成武县供电公司","孙寺供电所","孙寺镇","10kV007郜鼎线","闫庄北#","200",0,"红色"]
[2684,"成武县供电公司","孙寺供电所","孙寺镇","35kV双楼站10kV015李化寨线","10kV015李化寨线双楼站10kV草里王线屈庙村2号（2016年井井通第三批）台架变","100",0,"红色"]
[2685,"成武县供电公司","孙寺供电所","孙寺镇","35kV双楼站10kV015李化寨线","10kV015李化寨线双楼站10kV草里王线屈庙村4号（2016年井井通第三批）台架变","100",0,"红色"]
[2686,"成武县供电公司","孙寺供电所","孙寺镇","10kV008草里王线","10kV008草里王线孙寺镇后草里王村1号排灌变压器(2016第三批）台架b","200",0,"红色"]
[2687,"成武县供电公司","孙寺供电所","孙寺镇","35kV双楼站10kV004郭集线","10kV004郭集线朱新双楼北台架变","200",0,"红色"]
[2688,"成武县供电公司","孙寺供电所","孙寺镇","0102孙寺线","宋湾","160",0,"红色"]
[2689,"成武县供电公司","孙寺供电所","孙寺镇","35kV双楼站10kV010宋小楼线","10kV010宋小楼线杨庄#2台架变","200",0,"红色"]
[2690,"成武县供电公司","孙寺供电所","孙寺镇","10kV006胡庄线","后陈楼西2号","200",0,"红色"]
[2691,"成武县供电公司","孙寺供电所","孙寺镇","35kV双楼站10kV010宋小楼线","袁庄","200",0,"红色"]
[2692,"成武县供电公司","孙寺供电所","孙寺镇","35kV双楼站10kV014宋方楼线","10kV014宋方楼线东宋庄西台架变","200",0,"红色"]
[2693,"成武县供电公司","孙寺供电所","孙寺镇","35kV双楼站10kV013平楼线","石庄西","200",0,"红色"]
[2694,"成武县供电公司","孙寺供电所","孙寺镇","35kV双楼站10kV011马阁线","双楼","200",0,"红色"]
[2695,"成武县供电公司","孙寺供电所","孙寺镇","10kV007郜鼎线","单庄东","200",0,"红色"]
[2696,"成武县供电公司","孙寺供电所","孙寺镇","35kV双楼站10kV004郭集线","10kV004郭集线菜园北台架变","200",0,"红色"]
[2697,"成武县供电公司","孙寺供电所","孙寺镇","35kV双楼站10kV010宋小楼线","10kV010宋小楼线东李庄东台架变","200",0,"红色"]
[2698,"成武县供电公司","孙寺供电所","孙寺镇","35kV双楼站10kV004郭集线","阴庄寺","200",0,"红色"]
[2699,"成武县供电公司","孙寺供电所","孙寺镇","35kV双楼站10kV011马阁线","牛庄","100",0,"红色"]
[2700,"成武县供电公司","孙寺供电所","孙寺镇","10kV007郜鼎线","前李庄东","200",0,"红色"]
[2701,"成武县供电公司","孙寺供电所","孙寺镇","10kV007郜鼎线","35kV双楼变电站10kV007郜鼎线谢楼#2变压器","400",0,"红色"]
[2702,"成武县供电公司","孙寺供电所","孙寺镇","35kV双楼站10kV014宋方楼线","十六队","100",0,"红色"]
[2703,"成武县供电公司","孙寺供电所","孙寺镇","10kV007郜鼎线","存集东#2","200",0,"红色"]
[2704,"成武县供电公司","孙寺供电所","孙寺镇","35kV双楼站10kV004郭集线","孔李楼","200",0,"红色"]
[2705,"成武县供电公司","孙寺供电所","孙寺镇","10kV007郜鼎线","周楼","200",0,"红色"]
[2706,"成武县供电公司","孙寺供电所","孙寺镇","35kV双楼站10kV004郭集线","辛兴集2","100",0,"红色"]
[2707,"成武县供电公司","孙寺供电所","孙寺镇","0115盛材线","祥和王庄","200",0,"红色"]
[2708,"成武县供电公司","孙寺供电所","孙寺镇","35kV双楼站10kV014宋方楼线","郜东2号村配电室","200",0,"红色"]
[2709,"成武县供电公司","孙寺供电所","孙寺镇","35kV双楼站10kV004郭集线","刘楼","200",0,"红色"]
[2710,"成武县供电公司","孙寺供电所","孙寺镇","10kV006胡庄线","官庄","200",0,"红色"]
[2711,"成武县供电公司","孙寺供电所","孙寺镇","35kV双楼站10kV015李化寨线","于楼1村配电室","200",0,"红色"]
[2712,"成武县供电公司","孙寺供电所","孙寺镇","10kV007郜鼎线","存集东","200",0,"红色"]
[2713,"成武县供电公司","孙寺供电所","孙寺镇","35kV双楼站10kV011马阁线","35kV双楼变电站10kV011马阁线一队#2变压器","200",0,"红色"]
[2714,"成武县供电公司","孙寺供电所","孙寺镇","35kV双楼站10kV014宋方楼线","宋双楼","200",0,"红色"]
[2715,"成武县供电公司","孙寺供电所","孙寺镇","35kV双楼站10kV013平楼线","平楼西","200",0,"红色"]
[2716,"成武县供电公司","孙寺供电所","孙寺镇","35kV双楼站10kV014宋方楼线","姜庄","160",0,"红色"]
[2717,"成武县供电公司","孙寺供电所","孙寺镇","10kV007郜鼎线","狄庄","200",0,"红色"]
[2718,"成武县供电公司","孙寺供电所","孙寺镇","10kV008草里王线","10kV008草里王线徐楼#2台架变","100",0,"红色"]
[2719,"成武县供电公司","孙寺供电所","孙寺镇","35kV双楼站10kV004郭集线","35kV双楼站10kV004郭集线孙寺二队台架变","200",0,"红色"]
[2720,"成武县供电公司","孙寺供电所","孙寺镇","35kV双楼站10kV013平楼线","35kV双楼变电站10kV10kV013平楼线岔楼3号变压器","400",0,"红色"]
[2721,"成武县供电公司","孙寺供电所","孙寺镇","10kV008草里王线","35kV双楼站10kV008草里王线东草里王村1号排灌台架变","100",0,"红色"]
[2722,"成武县供电公司","孙寺供电所","孙寺镇","10kV006胡庄线","35kV双楼站10kV006胡庄线姜庄村1号排灌台架变","100",0,"红色"]
[2723,"成武县供电公司","孙寺供电所","孙寺镇","35kV双楼站10kV011马阁线","35kV双楼站10kV011马阁线付楼村1号排灌台架变","100",0,"红色"]
[2724,"成武县供电公司","孙寺供电所","孙寺镇","10kV007郜鼎线","10kV007郜顶线李庄东台架变","200",0,"红色"]
[2725,"成武县供电公司","孙寺供电所","孙寺镇","0114吕台东线","110kV成武变电站10kV011吕台东线西张庄#2变压器","400",0,"红色"]
[2726,"成武县供电公司","孙寺供电所","孙寺镇","35kV双楼站10kV010宋小楼线","35kV双楼变电站10kV010宋小楼线郭老家变压器","200",0,"红色"]
[2727,"成武县供电公司","孙寺供电所","孙寺镇","10kV007郜鼎线","35kV双楼变电站10kV007郜鼎线周楼东变压器","200",0,"红色"]
[2728,"成武县供电公司","孙寺供电所","孙寺镇","35kV双楼站10kV004郭集线","35kV双楼变电站10kV004郭集线西郭集2号变压器","200",0,"红色"]
[2729,"成武县供电公司","孙寺供电所","孙寺镇","10kV006胡庄线","辛楼","200",0,"红色"]
[2730,"成武县供电公司","孙寺供电所","孙寺镇","35kV双楼站10kV011马阁线","10kV011马阁线白庄中台架变","100",0,"红色"]
[2731,"成武县供电公司","孙寺供电所","孙寺镇","35kV双楼站10kV010宋小楼线","东侯楼北","200",0,"红色"]
[2732,"成武县供电公司","孙寺供电所","孙寺镇","35kV双楼站10kV010宋小楼线","10kV010宋小楼线黄庄1台架变","200",0,"红色"]
[2733,"成武县供电公司","孙寺供电所","孙寺镇","10kV007郜鼎线","梁庙村配电室","200",0,"红色"]
[2734,"成武县供电公司","孙寺供电所","孙寺镇","35kV双楼站10kV011马阁线","10kV011马阁线程庄西台架变","200",0,"红色"]
[2735,"成武县供电公司","孙寺供电所","孙寺镇","10kV006胡庄线","10kV006胡庄线艾庄东台架变","100",0,"红色"]
[2736,"成武县供电公司","孙寺供电所","孙寺镇","10kV008草里王线","后草2#","200",0,"红色"]
[2737,"成武县供电公司","孙寺供电所","孙寺镇","35kV双楼站10kV015李化寨线","贾庄","200",0,"红色"]
[2738,"成武县供电公司","孙寺供电所","孙寺镇","10kV006胡庄线","李六2号","160",0,"红色"]
[2739,"成武县供电公司","孙寺供电所","孙寺镇","35kV双楼站10kV010宋小楼线","王集#3村配电室","400",0,"红色"]
[2740,"成武县供电公司","孙寺供电所","孙寺镇","35kV双楼站10kV011马阁线","10kV010宋小楼线李楼北台架变","200",0,"红色"]
[2741,"成武县供电公司","孙寺供电所","孙寺镇","110kV郜鼎站10kV0111杨楼线","10kV0115盛材线西张庄台架变","400",0,"红色"]
[2742,"成武县供电公司","孙寺供电所","孙寺镇","10kV007郜鼎线","35kV双楼变电站10kV007郜鼎线谢楼东3变压器","400",0,"红色"]
[2743,"成武县供电公司","孙寺供电所","孙寺镇","10kV008草里王线","西草3号","160",0,"红色"]
[2744,"成武县供电公司","孙寺供电所","孙寺镇","10kV007郜鼎线","张庄中","200",0,"红色"]
[2745,"成武县供电公司","孙寺供电所","孙寺镇","35kV双楼站10kV010宋小楼线","郭老家2号","200",0,"红色"]
[2746,"成武县供电公司","孙寺供电所","孙寺镇","35kV双楼站10kV010宋小楼线","10kV014宋小楼线司庄台架变","200",0,"红色"]
[2747,"成武县供电公司","孙寺供电所","孙寺镇","35kV双楼站10kV010宋小楼线","10kV010宋小楼线东侯楼#2台架变","200",0,"红色"]
[2748,"成武县供电公司","孙寺供电所","孙寺镇","35kV双楼站10kV014宋方楼线","宋双楼#2","200",0,"红色"]
[2749,"成武县供电公司","孙寺供电所","孙寺镇","35kV双楼站10kV004郭集线","盆尧北","200",0,"红色"]
[2750,"成武县供电公司","孙寺供电所","孙寺镇","10kV007郜鼎线","10kV007郜鼎线双碑记北台架变","200",0,"红色"]
[2751,"成武县供电公司","孙寺供电所","孙寺镇","10kV007郜鼎线","10kV007郜鼎线晏固堆台架变","200",0,"红色"]
[2752,"成武县供电公司","孙寺供电所","孙寺镇","10kV007郜鼎线","闫庄南","200",0,"红色"]
[2753,"成武县供电公司","孙寺供电所","孙寺镇","35kV双楼站10kV004郭集线","许双庙新","400",0,"红色"]
[2754,"成武县供电公司","孙寺供电所","孙寺镇","35kV双楼站10kV004郭集线","35kV双楼变电站10kV004郭集线黄楼变压器","200",0,"红色"]
[2755,"成武县供电公司","孙寺供电所","孙寺镇","35kV双楼站10kV011马阁线","李楼","200",0,"红色"]
[2756,"成武县供电公司","孙寺供电所","孙寺镇","10kV006胡庄线","宋楼村配电室","400",0,"红色"]
[2757,"成武县供电公司","孙寺供电所","孙寺镇","35kV双楼站10kV011马阁线","10kV马阁线孙寺七队柱上变","400",0,"红色"]
[2758,"成武县供电公司","孙寺供电所","孙寺镇","35kV双楼站10kV010宋小楼线","10kV010宋小楼线关路口中台架变","200",0,"红色"]
[2759,"成武县供电公司","孙寺供电所","孙寺镇","10kV008草里王线","10kV008草里王线东草南台架变","200",0,"红色"]
[2760,"成武县供电公司","孙寺供电所","孙寺镇","10kV006胡庄线","水口村配电室","160",0,"红色"]
[2761,"成武县供电公司","孙寺供电所","孙寺镇","35kV双楼站10kV004郭集线","35kV双楼变电站10kV004郭集线郭庄变压器","200",0,"红色"]
[2762,"成武县供电公司","孙寺供电所","孙寺镇","35kV双楼站10kV014宋方楼线","十六队东","200",0,"红色"]
[2763,"成武县供电公司","孙寺供电所","孙寺镇","10kV008草里王线","后草","200",0,"红色"]
[2764,"成武县供电公司","孙寺供电所","孙寺镇","35kV双楼站10kV004郭集线","孙楼1#","200",0,"红色"]
[2765,"成武县供电公司","孙寺供电所","孙寺镇","35kV双楼站10kV004郭集线","10kV004郭集线西郭集台架变","200",0,"红色"]
[2766,"成武县供电公司","孙寺供电所","孙寺镇","10kV007郜鼎线","谢楼南（郜鼎）","200",0,"红色"]
[2767,"成武县供电公司","孙寺供电所","孙寺镇","10kV006胡庄线","宋大庄","160",0,"红色"]
[2768,"成武县供电公司","孙寺供电所","孙寺镇","35kV双楼站10kV004郭集线","兴集南","200",0,"红色"]
[2769,"成武县供电公司","孙寺供电所","孙寺镇","35kV双楼站10kV004郭集线","宋庄东","200",0,"红色"]
[2770,"成武县供电公司","孙寺供电所","孙寺镇","35kV双楼站10kV015李化寨线","10kV015李化寨线双楼站10kV草里王线屈庙村3号（2016年井井通第三批）台架变","100",0,"红色"]
[2771,"成武县供电公司","孙寺供电所","孙寺镇","35kV双楼站10kV015李化寨线","35kV双楼站10kV015李化寨线李化寨村贾庄西排灌台架变","100",0,"红色"]
[2772,"成武县供电公司","孙寺供电所","孙寺镇","35kV双楼站10kV014宋方楼线","郜东3号","200",0,"红色"]
[2773,"成武县供电公司","孙寺供电所","孙寺镇","10kV007郜鼎线","35kV双楼站10kV007郜鼎线纯集北台架变","200",0,"红色"]
[2774,"成武县供电公司","孙寺供电所","孙寺镇","35kV双楼站10kV010宋小楼线","35kV双楼站10kV010宋小楼线吴楼村吴庄1号排灌台架变","100",0,"红色"]
[2775,"成武县供电公司","孙寺供电所","孙寺镇","35kV双楼站10kV004郭集线","35kV双楼变电站10kV004郭集线刘楼中2号变压器","200",0,"红色"]
[2776,"成武县供电公司","孙寺供电所","孙寺镇","35kV双楼站10kV004郭集线","10kV004郭集线孔李庄台架变","200",0,"红色"]
[2777,"成武县供电公司","孙寺供电所","孙寺镇","35kV双楼站10kV010宋小楼线","王集东1","200",0,"红色"]
[2778,"成武县供电公司","孙寺供电所","孙寺镇","35kV双楼站10kV011马阁线","35kV双楼变电站10kV010宋小楼线孙寺七队#3变压器","400",0,"红色"]
[2779,"成武县供电公司","孙寺供电所","孙寺镇","0114吕台东线","10kV成武变电站0102孙寺线高庄南变压器","400",0,"红色"]
[2780,"成武县供电公司","孙寺供电所","孙寺镇","10kV006胡庄线","10kV006胡庄线后陈楼3号台架变","200",0,"红色"]
[2781,"成武县供电公司","孙寺供电所","孙寺镇","35kV双楼站10kV010宋小楼线","35kV双楼变电站10kV010宋小楼线郭楼#6变压器","200",0,"红色"]
[2782,"成武县供电公司","孙寺供电所","孙寺镇","35kV双楼站10kV013平楼线","周庄北","200",0,"红色"]
[2783,"成武县供电公司","孙寺供电所","孙寺镇","10kV006胡庄线","10kV006胡庄线魏庄台架变","200",0,"红色"]
[2784,"成武县供电公司","孙寺供电所","孙寺镇","35kV双楼站10kV010宋小楼线","卢庄村西配电室","200",0,"红色"]
[2785,"成武县供电公司","孙寺供电所","孙寺镇","35kV双楼站10kV004郭集线","10kV004郭集线辛兴集中台架变","200",0,"红色"]
[2786,"成武县供电公司","孙寺供电所","孙寺镇","35kV双楼站10kV010宋小楼线","双楼3#","200",0,"红色"]
[2787,"成武县供电公司","孙寺供电所","孙寺镇","35kV双楼站10kV004郭集线","四队","200",0,"红色"]
[2788,"成武县供电公司","孙寺供电所","孙寺镇","0102孙寺线","10kV0102孙寺线刘坊北台架变","400",0,"红色"]
[2789,"成武县供电公司","孙寺供电所","孙寺镇","35kV双楼站10kV013平楼线","35kV双楼变电站10kV004郭集线平楼北变压器","400",0,"红色"]
[2790,"成武县供电公司","孙寺供电所","孙寺镇","10kV007郜鼎线","西李庄","200",0,"红色"]
[2791,"成武县供电公司","孙寺供电所","孙寺镇","0115盛材线","110kV成武变电站10kV0115盛材线崔楼变压器","200",0,"红色"]
[2792,"成武县供电公司","孙寺供电所","孙寺镇","10kV007郜鼎线","35kV双楼变电站10kV007郜鼎线东马楼变压器","200",0,"红色"]
[2793,"成武县供电公司","孙寺供电所","孙寺镇","35kV双楼站10kV014宋方楼线","官楼","200",0,"红色"]
[2794,"成武县供电公司","孙寺供电所","孙寺镇","10kV007郜鼎线","史庄","200",0,"红色"]
[2795,"成武县供电公司","孙寺供电所","孙寺镇","10kV006胡庄线","赵堂","200",0,"红色"]
[2796,"成武县供电公司","孙寺供电所","孙寺镇","35kV双楼站10kV011马阁线","10kV011马阁线孟小楼台架变","160",0,"红色"]
[2797,"成武县供电公司","孙寺供电所","孙寺镇","35kV双楼站10kV010宋小楼线","10kV宋小楼线炮张庄3号柱上变","400",0,"红色"]
[2798,"成武县供电公司","孙寺供电所","孙寺镇","10kV007郜鼎线","东高庄","100",0,"红色"]
[2799,"成武县供电公司","孙寺供电所","孙寺镇","35kV双楼站10kV004郭集线","孟庄","200",0,"红色"]
[2800,"成武县供电公司","孙寺供电所","孙寺镇","35kV双楼站10kV014宋方楼线","香店","200",0,"红色"]
[2801,"成武县供电公司","孙寺供电所","孙寺镇","10kV006胡庄线","后陈楼东1号","200",0,"红色"]
[2802,"成武县供电公司","孙寺供电所","孙寺镇","35kV双楼站10kV013平楼线","平楼3号村配电室","200",0,"红色"]
[2803,"成武县供电公司","孙寺供电所","孙寺镇","35kV双楼站10kV015李化寨线","10kV015李化寨线徐楼北台架变","315",0,"红色"]
[2804,"成武县供电公司","孙寺供电所","孙寺镇","10kV007郜鼎线","10kV007郜鼎线西李庄南台架变","200",0,"红色"]
[2805,"成武县供电公司","孙寺供电所","孙寺镇","35kV双楼站10kV011马阁线","张庄东北","200",0,"红色"]
[2806,"成武县供电公司","孙寺供电所","孙寺镇","35kV双楼站10kV004郭集线","孙寺镇孔李庄村3号排灌变压器（2016第三批）","100",0,"红色"]
[2807,"成武县供电公司","孙寺供电所","孙寺镇","35kV双楼站10kV015李化寨线","徐楼","200",0,"红色"]
[2808,"成武县供电公司","孙寺供电所","孙寺镇","10kV007郜鼎线","单庄","160",0,"红色"]
[2809,"成武县供电公司","孙寺供电所","孙寺镇","35kV双楼站10kV010宋小楼线","10kV宋小楼线郭楼柱上变","400",0,"红色"]
[2810,"成武县供电公司","孙寺供电所","孙寺镇","35kV双楼站10kV004郭集线","崔庄2","200",0,"红色"]
[2811,"成武县供电公司","孙寺供电所","孙寺镇","35kV双楼站10kV004郭集线","10kV004郭集线朱楼2号台架变","200",0,"红色"]
[2812,"成武县供电公司","孙寺供电所","孙寺镇","10kV006胡庄线","10kV006胡庄线宋大庄南台架变","200",0,"红色"]
[2813,"成武县供电公司","孙寺供电所","孙寺镇","35kV双楼站10kV014宋方楼线","闫楼村配电室","200",0,"红色"]
[2814,"成武县供电公司","孙寺供电所","孙寺镇","35kV双楼站10kV004郭集线","卧龙岗3#","200",0,"红色"]
[2815,"成武县供电公司","孙寺供电所","孙寺镇","35kV双楼站10kV004郭集线","10kV004郭集线西白庄东台架变","200",0,"红色"]
[2816,"成武县供电公司","孙寺供电所","孙寺镇","35kV双楼站10kV010宋小楼线","10kV010宋小楼线孙寺镇刘王庄村2号排灌变压器（2016第三批）台架变","200",0,"红色"]
[2817,"成武县供电公司","孙寺供电所","孙寺镇","35kV双楼站10kV004郭集线","郑庄东","200",0,"红色"]
[2818,"成武县供电公司","孙寺供电所","孙寺镇","10kV007郜鼎线","35kV双楼变电站10kV007郜鼎线谢楼西#4变压器","400",0,"红色"]
[2819,"成武县供电公司","孙寺供电所","孙寺镇","10kV006胡庄线","10kV006胡庄线前陈楼3号台架变","200",0,"红色"]
[2820,"成武县供电公司","孙寺供电所","孙寺镇","35kV双楼站10kV010宋小楼线","35kV双楼变电站10kV010宋小楼线刘王庄变压器","200",0,"红色"]
[2821,"成武县供电公司","孙寺供电所","孙寺镇","35kV双楼站10kV010宋小楼线","35kV双楼变电站10kV010宋小楼线郭楼#5变压器","200",0,"红色"]
[2822,"成武县供电公司","孙寺供电所","孙寺镇","35kV双楼站10kV010宋小楼线","10kV010宋小楼线炮张庄西台架变","200",0,"红色"]
[2823,"成武县供电公司","孙寺供电所","孙寺镇","35kV双楼站10kV011马阁线","东郭集北","200",0,"红色"]
[2824,"成武县供电公司","孙寺供电所","孙寺镇","35kV双楼站10kV010宋小楼线","35kV双楼变电站10kV010宋小楼线郭老家#3变压器","200",0,"红色"]
[2825,"成武县供电公司","孙寺供电所","孙寺镇","10kV007郜鼎线","孙寺镇单桥村5#排灌变压器（2017）","200",0,"红色"]
[2826,"成武县供电公司","孙寺供电所","孙寺镇","10kV007郜鼎线","孙寺镇单桥村#4排灌变压器（2017）","100",0,"红色"]
[2827,"成武县供电公司","孙寺供电所","孙寺镇","35kV双楼站10kV004郭集线","35kV双楼变电站10kV004郭集线刘楼2号变压器","200",0,"红色"]
[2828,"成武县供电公司","孙寺供电所","孙寺镇","0102孙寺线","110kV成武站10kV0102孙寺线张吕庄南小区台架变","100",0,"红色"]
[2829,"成武县供电公司","孙寺供电所","孙寺镇","35kV双楼站10kV010宋小楼线","35kV双楼站10kV010宋小楼线王堂社区北台架变","400",0,"红色"]
[2830,"成武县供电公司","孙寺供电所","孙寺镇","35kV双楼站10kV004郭集线","35kV双楼变电站10kV004郭集线孙寺三队2#变压器","200",0,"红色"]
[2831,"成武县供电公司","孙寺供电所","孙寺镇","35kV双楼站10kV010宋小楼线","35kV双楼站10kV010宋小楼线王堂社区南台架变","400",0,"红色"]
[2832,"成武县供电公司","孙寺供电所","孙寺镇","35kV双楼站10kV010宋小楼线","35kV双楼站10kV010宋小楼线周庄社区西台架变","400",0,"红色"]
[2833,"成武县供电公司","孙寺供电所","孙寺镇","35kV双楼站10kV010宋小楼线","35kV双楼站10kV010宋小楼线周庄社区东台架变","400",0,"红色"]
[2834,"成武县供电公司","孙寺供电所","孙寺镇","0115盛材线","10kVA0114吕台东线车站新区3号箱式变","630",0,"红色"]
[2835,"成武县供电公司","孙寺供电所","孙寺镇","0114吕台东线","10kV0115盛材线车站新区2号箱式变","630",0,"红色"]
[2836,"成武县供电公司","孙寺供电所","孙寺镇","10kV006胡庄线","双楼站10kV006胡庄线宋楼西台架变","400",0,"红色"]
[2837,"成武县供电公司","孙寺供电所","孙寺镇","10kV008草里王线","双楼站10kV008草里王线西草6号台架","400",0,"红色"]
[2838,"成武县供电公司","孙寺供电所","孙寺镇","35kV双楼站10kV010宋小楼线","双楼站10kV010宋小楼线王集北台架变","200",0,"红色"]
[2839,"成武县供电公司","孙寺供电所","孙寺镇","0102孙寺线","成武站10kV0102孙寺线张吕庄3号台柱上变","400",0,"红色"]
[2840,"成武县供电公司","孙寺供电所","孙寺镇","35kV双楼站10kV010宋小楼线","10kV宋小楼线郭楼新柱上变","400",0,"红色"]
[2841,"成武县供电公司","孙寺供电所","孙寺镇","35kV双楼站10kV014宋方楼线","35kV双楼站10kV014宋方楼线公用2号台架变","400",0,"红色"]
[2842,"成武县供电公司","孙寺供电所","孙寺镇","35kV双楼站10kV010宋小楼线","10kV宋小楼线郭楼东柱上变","400",0,"红色"]
[2843,"成武县供电公司","孙寺供电所","孙寺镇","35kV双楼站10kV010宋小楼线","10kV宋小楼线小张楼3号柱上变","400",0,"红色"]
[2844,"成武县供电公司","孙寺供电所","孙寺镇","35kV双楼站10kV010宋小楼线","10kV宋小楼线关路口东台架变","200",0,"红色"]
[2845,"成武县供电公司","孙寺供电所","孙寺镇","0102孙寺线","10kV孙寺线刘坊新柱上变","400",0,"红色"]
[2846,"成武县供电公司","孙寺供电所","孙寺镇","0115盛材线","金帝首府小区2号箱式变1号配变","630",0,"红色"]
[2847,"成武县供电公司","孙寺供电所","孙寺镇","0115盛材线","金帝首府小区5号箱式变1号配变","630",0,"红色"]
[2848,"成武县供电公司","孙寺供电所","孙寺镇","10kV007郜鼎线","谢楼幸福村","200",0,"红色"]
[2849,"成武县供电公司","南鲁集供电所","南鲁集镇","10kV003张阁线","110kV南鲁变电站10kV003张阁线贾庄东台架变","400",0,"红色"]
[2850,"成武县供电公司","南鲁集供电所","南鲁集镇","10kV0105产业园区1线","110kV孟楼变电站10kV0105产业园区1线刘岗南台架变","400",0,"红色"]
[2851,"成武县供电公司","南鲁集供电所","南鲁集镇","10kV0125范张庄1线","110kV孟楼站10kV0125范张庄1线范庄东北","200",0,"红色"]
[2852,"成武县供电公司","南鲁集供电所","南鲁集镇","10kV003张阁线","110kV南鲁站10kV003张阁线南队西变压器","200",0,"红色"]
[2853,"成武县供电公司","南鲁集供电所","南鲁集镇","10kV0125范张庄1线","10kV0125范张庄1线张阁西开发变压器","200",0,"红色"]
[2854,"成武县供电公司","南鲁集供电所","南鲁集镇","10kV0125范张庄1线","10kV0125范张庄1线大王庄中柱上变","200",0,"红色"]
[2855,"成武县供电公司","南鲁集供电所","南鲁集镇","10kV0125范张庄1线","10kV0125范张庄1线北东北柱上变","200",0,"红色"]
[2856,"成武县供电公司","南鲁集供电所","南鲁集镇","10kV0116鲍楼2线","孔南柱上变压器","400",0,"红色"]
[2857,"成武县供电公司","南鲁集供电所","南鲁集镇","10kV003张阁线","110kV南鲁站10kV003张阁线姜海明新台架变","400",0,"红色"]
[2858,"成武县供电公司","南鲁集供电所","南鲁集镇","10kV0116鲍楼2线","110kV孟楼站10kV0116鲍楼2线西孔庄东台架变","200",0,"红色"]
[2859,"成武县供电公司","南鲁集供电所","南鲁集镇","10kV0116鲍楼2线","110kV孟楼站10kV0116鲍楼2线聂庄东台架变","200",0,"红色"]
[2860,"成武县供电公司","南鲁集供电所","南鲁集镇","10kV003张阁线","110kV南鲁变电站10kV003张阁线刘楼东2台架变","200",0,"红色"]
[2861,"成武县供电公司","南鲁集供电所","南鲁集镇","10kV0116鲍楼2线","贾庄西柱上变","400",0,"红色"]
[2862,"成武县供电公司","南鲁集供电所","南鲁集镇","10kV0116鲍楼2线","西孔庄","160",0,"红色"]
[2863,"成武县供电公司","南鲁集供电所","南鲁集镇","10kV0106鲍楼1线","后李楼","200",0,"红色"]
[2864,"成武县供电公司","南鲁集供电所","南鲁集镇","10kV003南鲁线","孙庄","200",0,"红色"]
[2865,"成武县供电公司","南鲁集供电所","南鲁集镇","10kV005李楼线","10kV005李楼线燕庄东台架变","200",0,"红色"]
[2866,"成武县供电公司","南鲁集供电所","南鲁集镇","10kV0125范张庄1线","北东2村配电室","200",0,"红色"]
[2867,"成武县供电公司","南鲁集供电所","南鲁集镇","10kV005李楼线","庄海","200",0,"红色"]
[2868,"成武县供电公司","南鲁集供电所","南鲁集镇","10kV0106鲍楼1线","东王店","200",0,"红色"]
[2869,"成武县供电公司","南鲁集供电所","南鲁集镇","10kV003张阁线","10kV003张阁线姜海社区台架变","200",0,"红色"]
[2870,"成武县供电公司","南鲁集供电所","南鲁集镇","10kV005李楼线","西李楼","200",0,"红色"]
[2871,"成武县供电公司","南鲁集供电所","南鲁集镇","10kV005李楼线","丰庄","200",0,"红色"]
[2872,"成武县供电公司","南鲁集供电所","南鲁集镇","10kV005李楼线","王菜园","200",0,"红色"]
[2873,"成武县供电公司","南鲁集供电所","南鲁集镇","10kV005李楼线","孟海","200",0,"红色"]
[2874,"成武县供电公司","南鲁集供电所","南鲁集镇","10kV0125范张庄1线","南2村配电室","200",0,"红色"]
[2875,"成武县供电公司","南鲁集供电所","南鲁集镇","10kV0106鲍楼1线","谢庄","200",0,"红色"]
[2876,"成武县供电公司","南鲁集供电所","南鲁集镇","10kV005李楼线","付庄3","200",0,"红色"]
[2877,"成武县供电公司","南鲁集供电所","南鲁集镇","10kV0125范张庄1线","10kV0125范张庄1线张阁北台架变","200",0,"红色"]
[2878,"成武县供电公司","南鲁集供电所","南鲁集镇","10kV005李楼线","祝庄","200",0,"红色"]
[2879,"成武县供电公司","南鲁集供电所","南鲁集镇","10kV0125范张庄1线","大王庄","200",0,"红色"]
[2880,"成武县供电公司","南鲁集供电所","南鲁集镇","10kV0125范张庄1线","范庄","200",0,"红色"]
[2881,"成武县供电公司","南鲁集供电所","南鲁集镇","10kV0105产业园区1线","刘岗","200",0,"红色"]
[2882,"成武县供电公司","南鲁集供电所","南鲁集镇","10kV005李楼线","10kV005李楼线燕庄西台架变","200",0,"红色"]
[2883,"成武县供电公司","南鲁集供电所","南鲁集镇","10kV0125范张庄1线","北东1村配电室","200",0,"红色"]
[2884,"成武县供电公司","南鲁集供电所","南鲁集镇","10kV0125范张庄1线","南村1配电室","315",0,"红色"]
[2885,"成武县供电公司","南鲁集供电所","南鲁集镇","10kV0106鲍楼1线","110kV孟楼变电站10kV0106鲍楼1线徐刘庄行政村徐刘庄东北2号台区新台架变","200",0,"红色"]
[2886,"成武县供电公司","南鲁集供电所","南鲁集镇","10kV003张阁线","10kV003张阁线南村行政村南西7号台区新台架变","200",0,"红色"]
[2887,"成武县供电公司","南鲁集供电所","南鲁集镇","10kV0125范张庄1线","10kV0125范张庄1线大王庄行政村西南台区新台架变","200",0,"红色"]
[2888,"成武县供电公司","南鲁集供电所","南鲁集镇","10kV0116鲍楼2线","10kV0116鲍楼2线西孔庄行政村闫堂东新台架变","200",0,"红色"]
[2889,"成武县供电公司","南鲁集供电所","南鲁集镇","10kV0106鲍楼1线","110kV孟楼变电站10kV0106鲍楼1线王店行政村西王台区新台架变","200",0,"红色"]
[2890,"成武县供电公司","南鲁集供电所","南鲁集镇","10kV0106鲍楼1线","110kV孟楼变电站10kV0106鲍楼1线徐刘庄中台架变","200",0,"红色"]
[2891,"成武县供电公司","南鲁集供电所","南鲁集镇","10kV0125范张庄1线","10kV0125范张庄1线大王庄北台架变","200",0,"红色"]
[2892,"成武县供电公司","南鲁集供电所","南鲁集镇","10kV003南鲁线","孙庄开发区","200",0,"红色"]
[2893,"成武县供电公司","南鲁集供电所","南鲁集镇","10kV0106鲍楼1线","110kV孟楼变电站10kV0106鲍楼1线前李楼西2台架变","200",0,"红色"]
[2894,"成武县供电公司","南鲁集供电所","南鲁集镇","10kV0106鲍楼1线","110kV孟楼变电站10kV0106鲍楼1线前李楼东2台架变","200",0,"红色"]
[2895,"成武县供电公司","南鲁集供电所","南鲁集镇","10kV0116鲍楼2线","10kV0116鲍楼2线党庄东北台架变","200",0,"红色"]
[2896,"成武县供电公司","南鲁集供电所","南鲁集镇","10kV003南鲁线","陶庄2号","200",0,"红色"]
[2897,"成武县供电公司","南鲁集供电所","南鲁集镇","10kV0125范张庄1线","10kV0125范张庄1线李元开发台架变","200",0,"红色"]
[2898,"成武县供电公司","南鲁集供电所","南鲁集镇","10kV0116鲍楼2线","10kV0116鲍楼2线闫堂南台架变","200",0,"红色"]
[2899,"成武县供电公司","南鲁集供电所","南鲁集镇","10kV0105产业园区1线","10kV0105产业园区1线秦楼西南变压器","200",0,"红色"]
[2900,"成武县供电公司","南鲁集供电所","南鲁集镇","10kV003南鲁线","董楼南","200",0,"红色"]
[2901,"成武县供电公司","南鲁集供电所","南鲁集镇","10kV0116鲍楼2线","10kV0116鲍楼2线闫堂明台架变","200",0,"红色"]
[2902,"成武县供电公司","南鲁集供电所","南鲁集镇","10kV003南鲁线","孙庄东","200",0,"红色"]
[2903,"成武县供电公司","南鲁集供电所","南鲁集镇","10kV0125范张庄1线","10kV0125范张庄1线北村行政村北东4号台区新台架变","400",0,"红色"]
[2904,"成武县供电公司","南鲁集供电所","南鲁集镇","10kV005李楼线","10kV005李楼线燕庄行政村东台区新台架变","200",0,"红色"]
[2905,"成武县供电公司","南鲁集供电所","南鲁集镇","10kV0125范张庄1线","10kV0125范张庄1线李元行政村东北台区新台架变","200",0,"红色"]
[2906,"成武县供电公司","南鲁集供电所","南鲁集镇","10kV0125范张庄1线","10kV0125范张庄1线东张庄2号变压器","200",0,"红色"]
[2907,"成武县供电公司","南鲁集供电所","南鲁集镇","10kV0116鲍楼2线","10kV0116鲍楼2线西孔庄行政村闫堂北台架变","400",0,"红色"]
[2908,"成武县供电公司","南鲁集供电所","南鲁集镇","10kV0125范张庄1线","10kV0125范张庄1线南村行政村南西5号台区新台架变","200",0,"红色"]
[2909,"成武县供电公司","南鲁集供电所","南鲁集镇","10kV0125范张庄1线","10kV0125范张庄1线大王庄行政村5号台区新台架变","200",0,"红色"]
[2910,"成武县供电公司","南鲁集供电所","南鲁集镇","10kV0106鲍楼1线","110kV孟楼变电站10kV0106鲍楼1线后李楼2号台架变","200",0,"红色"]
[2911,"成武县供电公司","南鲁集供电所","南鲁集镇","10kV0125范张庄1线","10kV0125范张庄1线西张庄2号变压器","200",0,"红色"]
[2912,"成武县供电公司","南鲁集供电所","南鲁集镇","10kV0116鲍楼2线","10kV0116鲍楼2线西孔庄3号台架变","200",0,"红色"]
[2913,"成武县供电公司","南鲁集供电所","南鲁集镇","10kV0116鲍楼2线","10kV0116鲍楼2线闫堂开发区西台架变","200",0,"红色"]
[2914,"成武县供电公司","南鲁集供电所","南鲁集镇","10kV0106鲍楼1线","110kV孟楼变电站10kV0106鲍楼1线北陈庄3号台架变","200",0,"红色"]
[2915,"成武县供电公司","南鲁集供电所","南鲁集镇","10kV003张阁线","10kV003张阁线付庄新村台架变","200",0,"红色"]
[2916,"成武县供电公司","南鲁集供电所","南鲁集镇","10kV003张阁线","10kV003张阁线南村行政村南村8号台区新台架变","200",0,"红色"]
[2917,"成武县供电公司","南鲁集供电所","南鲁集镇","10kV005李楼线","10kV005李楼线燕庄行政村西1号台区新台架变","200",0,"红色"]
[2918,"成武县供电公司","南鲁集供电所","南鲁集镇","10kV005李楼线","10kV005李楼线小房庙行政村王菜园南台区新台架变","200",0,"红色"]
[2919,"成武县供电公司","南鲁集供电所","南鲁集镇","10kV003张阁线","10kV003张阁线南陈庄（新）台架变","200",0,"红色"]
[2920,"成武县供电公司","南鲁集供电所","南鲁集镇","10kV003南鲁线","李堂明","200",0,"红色"]
[2921,"成武县供电公司","南鲁集供电所","南鲁集镇","10kV003南鲁线","大王堂南","200",0,"红色"]
[2922,"成武县供电公司","南鲁集供电所","南鲁集镇","10kV0116鲍楼2线","鲍田庄村配电室","200",0,"红色"]
[2923,"成武县供电公司","南鲁集供电所","南鲁集镇","10kV003南鲁线","10kV003南鲁线李堂村东1号","200",0,"红色"]
[2924,"成武县供电公司","南鲁集供电所","南鲁集镇","10kV003南鲁线","安庄","200",0,"红色"]
[2925,"成武县供电公司","南鲁集供电所","南鲁集镇","10kV0106鲍楼1线","110kV孟楼变电站10kV0106鲍楼1线西王店南台架变","100",0,"红色"]
[2926,"成武县供电公司","南鲁集供电所","南鲁集镇","10kV005李楼线","白海","200",0,"红色"]
[2927,"成武县供电公司","南鲁集供电所","南鲁集镇","10kV0125范张庄1线","10kV0125范张庄1线大王庄西南台架变","200",0,"红色"]
[2928,"成武县供电公司","南鲁集供电所","南鲁集镇","10kV0106鲍楼1线","鲍楼南村配电室","200",0,"红色"]
[2929,"成武县供电公司","南鲁集供电所","南鲁集镇","10kV0116鲍楼2线","10kV0116鲍楼2线李海2号台架变","200",0,"红色"]
[2930,"成武县供电公司","南鲁集供电所","南鲁集镇","10kV005李楼线","东李楼","200",0,"红色"]
[2931,"成武县供电公司","南鲁集供电所","南鲁集镇","10kV0116鲍楼2线","鲍田庄南村配电室","200",0,"红色"]
[2932,"成武县供电公司","南鲁集供电所","南鲁集镇","10kV005李楼线","35kV宝峰变电站10kV005李楼线小房庙行政村小房庙2号排灌台架变","100",0,"红色"]
[2933,"成武县供电公司","南鲁集供电所","南鲁集镇","10kV003张阁线","110kV南鲁变电站10kV003张阁线南村行政村南村1号排灌台架变","100",0,"红色"]
[2934,"成武县供电公司","南鲁集供电所","南鲁集镇","10kV0106鲍楼1线","110kV孟楼变电站10kV0106鲍楼1线东王店西变压器","200",0,"红色"]
[2935,"成武县供电公司","南鲁集供电所","南鲁集镇","10kV0125范张庄1线","10kV0125范张庄1线王楼2号变压器","200",0,"红色"]
[2936,"成武县供电公司","南鲁集供电所","南鲁集镇","10kV0116鲍楼2线","110kV南鲁变电站10kV003张阁线鲍田庄行政村鲍田庄南3号排灌台架变","100",0,"红色"]
[2937,"成武县供电公司","南鲁集供电所","南鲁集镇","10kV0106鲍楼1线","110kV孟楼变电站10kV0106鲍楼1线鲍田庄行政村鲍田庄南1号排灌台架变","100",0,"红色"]
[2938,"成武县供电公司","南鲁集供电所","南鲁集镇","10kV003张阁线","110kV南鲁变电站10kV003张阁线南村2号排灌台架变（2019年）","100",0,"红色"]
[2939,"成武县供电公司","南鲁集供电所","南鲁集镇","10kV0125范张庄1线","10kV0125范张庄1线北村行政村北村1号排灌台架变","100",0,"红色"]
[2940,"成武县供电公司","南鲁集供电所","南鲁集镇","10kV0116鲍楼2线","10kV0116鲍楼2线马庙村2号排灌变压器（2016年第一批）台架变","200",0,"红色"]
[2941,"成武县供电公司","南鲁集供电所","南鲁集镇","10kV005李楼线","汶上集镇田楼村4号排灌变压器（2017年）","200",0,"红色"]
[2942,"成武县供电公司","南鲁集供电所","南鲁集镇","10kV0116鲍楼2线","10kV0116鲍楼2线南鲁集镇张阁村2号排灌变压器（2016年第二批）台架变","100",0,"红色"]
[2943,"成武县供电公司","南鲁集供电所","南鲁集镇","10kV0116鲍楼2线","10kV0116鲍楼2线南鲁集镇张阁村1号排灌变压器（2016年第二批排灌）台架变","200",0,"红色"]
[2944,"成武县供电公司","南鲁集供电所","南鲁集镇","10kV0125范张庄1线","10kV0125范张庄1线张阁2号台架变","200",0,"红色"]
[2945,"成武县供电公司","南鲁集供电所","南鲁集镇","10kV0106鲍楼1线","小鲍楼村配电室","160",0,"红色"]
[2946,"成武县供电公司","南鲁集供电所","南鲁集镇","10kV0116鲍楼2线","10kV0116鲍楼2线贾庄北台架变","200",0,"红色"]
[2947,"成武县供电公司","南鲁集供电所","南鲁集镇","10kV0125范张庄1线","西张庄","200",0,"红色"]
[2948,"成武县供电公司","南鲁集供电所","南鲁集镇","10kV0125范张庄1线","10kV0125范张庄1线北西2","200",0,"红色"]
[2949,"成武县供电公司","南鲁集供电所","南鲁集镇","10kV0106鲍楼1线","110kV孟楼变电站10kV0106鲍楼1线北陈庄中（2016年第一批排灌）台架变","200",0,"红色"]
[2950,"成武县供电公司","南鲁集供电所","南鲁集镇","10kV003南鲁线","宝峰站10kV003南鲁线董口行政村6#排灌台架变","100",0,"红色"]
[2951,"成武县供电公司","南鲁集供电所","南鲁集镇","10kV003张阁线","南鲁站10kV003张阁线南村东排灌台架变","100",0,"红色"]
[2952,"成武县供电公司","南鲁集供电所","南鲁集镇","10kV0105产业园区1线","10kV0105产业园区1线秦楼行政村秦楼张庄1号排灌台架变","100",0,"红色"]
[2953,"成武县供电公司","南鲁集供电所","南鲁集镇","10kV0105产业园区1线","10kV0105产业园区1线秦楼行政村秦楼张庄3号排灌台架变","100",0,"红色"]
[2954,"成武县供电公司","南鲁集供电所","南鲁集镇","10kV005李楼线","35kV宝峰变电站10kV005李楼线小房庙行政村小房庙1号排灌台架变","100",0,"红色"]
[2955,"成武县供电公司","南鲁集供电所","南鲁集镇","10kV0106鲍楼1线","110kV孟楼变电站10kV0106鲍楼1线鲍田庄行政村鲍田庄南2号排灌台架变","100",0,"红色"]
[2956,"成武县供电公司","南鲁集供电所","南鲁集镇","10kV005李楼线","汶上集镇田楼村1号排灌变压器（2017年）","200",0,"红色"]
[2957,"成武县供电公司","南鲁集供电所","南鲁集镇","10kV0106鲍楼1线","110kV孟楼变电站10kV0106鲍楼1线南鲁集镇秦楼村7号排灌变压器（2016年第一批）台架变","100",0,"红色"]
[2958,"成武县供电公司","南鲁集供电所","南鲁集镇","10kV0116鲍楼2线","南鲁集镇鲍楼村5号排灌变压器（2016年第一批）","200",0,"红色"]
[2959,"成武县供电公司","南鲁集供电所","南鲁集镇","10kV005李楼线","汶上集镇田楼村2号排灌变压器（2017年）","100",0,"红色"]
[2960,"成武县供电公司","南鲁集供电所","南鲁集镇","10kV0105产业园区1线","10kV0105产业园区1线南鲁集镇秦楼村5号排灌变压器（2016年第一批）台架变","200",0,"红色"]
[2961,"成武县供电公司","南鲁集供电所","南鲁集镇","10kV0105产业园区1线","10kV0105产业园区1线刘岗村3号排灌变压器（2016年第二批）台架变","200",0,"红色"]
[2962,"成武县供电公司","南鲁集供电所","南鲁集镇","10kV003张阁线","南鲁集镇李堂村1号排灌变压器（2016年第一批）","100",0,"红色"]
[2963,"成武县供电公司","南鲁集供电所","南鲁集镇","10kV003南鲁线","南鲁集镇大王堂村2号排灌变压器（2016年第一批）","200",0,"红色"]
[2964,"成武县供电公司","南鲁集供电所","南鲁集镇","10kV0106鲍楼1线","110kV孟楼变电站10kV0106鲍楼1线南鲁集镇鲍楼村4号排灌变压器（2016年第一批）","100",0,"红色"]
[2965,"成武县供电公司","南鲁集供电所","南鲁集镇","10kV0106鲍楼1线","110kV孟楼变电站10kV0106鲍楼1线北陈庄西（2016年第一批排灌）台架变","200",0,"红色"]
[2966,"成武县供电公司","南鲁集供电所","南鲁集镇","10kV003张阁线","10kV003张阁线李堂东2台架变","200",0,"红色"]
[2967,"成武县供电公司","南鲁集供电所","南鲁集镇","10kV0105产业园区1线","10kV0105产业园区1线秦楼张庄东1台架变","200",0,"红色"]
[2968,"成武县供电公司","南鲁集供电所","南鲁集镇","10kV003张阁线","南陈庄（东）","200",0,"红色"]
[2969,"成武县供电公司","南鲁集供电所","南鲁集镇","10kV005李楼线","10kV005李楼线田楼行政村田楼西新台架变","200",0,"红色"]
[2970,"成武县供电公司","南鲁集供电所","南鲁集镇","10kV005李楼线","10kV005李楼线西李楼行政村新村台区新台架变","200",0,"红色"]
[2971,"成武县供电公司","南鲁集供电所","南鲁集镇","10kV003张阁线","10kV003张阁线政府开发区南台架变","200",0,"红色"]
[2972,"成武县供电公司","南鲁集供电所","南鲁集镇","10kV0125范张庄1线","10kV0125范张庄1线后张庄2号变压器","200",0,"红色"]
[2973,"成武县供电公司","南鲁集供电所","南鲁集镇","10kV003张阁线","南鲁集镇李堂村2号排灌变压器（2016年第一批）","100",0,"红色"]
[2974,"成武县供电公司","南鲁集供电所","南鲁集镇","10kV0105产业园区1线","10kV0105产业园区1线刘岗村2号排灌变压器（2016年第二批）台架变","200",0,"红色"]
[2975,"成武县供电公司","南鲁集供电所","南鲁集镇","10kV005李楼线","汶上集镇田楼村5号排灌变压器（2017年）","200",0,"红色"]
[2976,"成武县供电公司","南鲁集供电所","南鲁集镇","10kV005李楼线","汶上集镇燕庄村1号排灌变压器（2017年)","200",0,"红色"]
[2977,"成武县供电公司","南鲁集供电所","南鲁集镇","10kV0105产业园区1线","10kV0105产业园区1线南鲁集镇张帮楼村1号排灌变压器（2016年第二批）台架变","200",0,"红色"]
[2978,"成武县供电公司","南鲁集供电所","南鲁集镇","10kV0106鲍楼1线","110kV孟楼变电站10kV0106鲍楼1线南鲁集镇辛庄村3号排灌变压器（2016年第二批）台架变","100",0,"红色"]
[2979,"成武县供电公司","南鲁集供电所","南鲁集镇","10kV0106鲍楼1线","110kV孟楼变电站10kV0106鲍楼1线北陈庄东（2016年第一批排灌）台架变","200",0,"红色"]
[2980,"成武县供电公司","南鲁集供电所","南鲁集镇","10kV005李楼线","汶上集镇燕庄村2号排灌变压器（2017年）","100",0,"红色"]
[2981,"成武县供电公司","南鲁集供电所","南鲁集镇","10kV0106鲍楼1线","110kV孟楼变电站10kV0106鲍楼1线南鲁集镇辛庄村1号排灌变压器（2016年第二批）台架变","100",0,"红色"]
[2982,"成武县供电公司","南鲁集供电所","南鲁集镇","10kV0106鲍楼1线","110kV孟楼变电站10kV0106鲍楼1线南鲁集镇辛庄村2号排灌变压器（2016年第二批）台架变","100",0,"红色"]
[2983,"成武县供电公司","南鲁集供电所","南鲁集镇","10kV0106鲍楼1线","110kV孟楼变电站10kV0106鲍楼1线南鲁集镇鲍楼村2号排灌变压器（2016年第一批）","100",0,"红色"]
[2984,"成武县供电公司","南鲁集供电所","南鲁集镇","10kV0105产业园区1线","10kV0105产业园区1线南鲁集镇秦楼村4号排灌变压器（2016年第一批）台架变","200",0,"红色"]
[2985,"成武县供电公司","南鲁集供电所","南鲁集镇","10kV0125范张庄1线","10kV0125范张庄1线南鲁集镇范张庄村2号排灌变压器（2016年第二批）台架变","100",0,"红色"]
[2986,"成武县供电公司","南鲁集供电所","南鲁集镇","10kV0106鲍楼1线","110kV孟楼变电站10kV0106鲍楼1线后李楼东（2016年第一批排灌）台架变","200",0,"红色"]
[2987,"成武县供电公司","南鲁集供电所","南鲁集镇","10kV0105产业园区1线","10kV0105产业园区1线刘岗村1号排灌变压器（2016年第二批）台架变","100",0,"红色"]
[2988,"成武县供电公司","南鲁集供电所","南鲁集镇","10kV003南鲁线","南鲁集镇大王堂村1号排灌变压器（2016年第一批）","200",0,"红色"]
[2989,"成武县供电公司","南鲁集供电所","南鲁集镇","10kV0106鲍楼1线","110kV孟楼变电站10kV0106鲍楼1线赵庄西变压器","200",0,"红色"]
[2990,"成武县供电公司","南鲁集供电所","南鲁集镇","10kV0106鲍楼1线","110kV孟楼变电站10kV0106鲍楼1线辛庄东变压器","200",0,"红色"]
[2991,"成武县供电公司","南鲁集供电所","南鲁集镇","10kV0125范张庄1线","南鲁北东南村配电室","200",0,"红色"]
[2992,"成武县供电公司","南鲁集供电所","南鲁集镇","10kV0116鲍楼2线","10kV0116鲍楼2线党庄东台架变","200",0,"红色"]
[2993,"成武县供电公司","南鲁集供电所","南鲁集镇","10kV005李楼线","10kV005李楼线前李楼","200",0,"红色"]
[2994,"成武县供电公司","南鲁集供电所","南鲁集镇","10kV0105产业园区1线","秦楼西","200",0,"红色"]
[2995,"成武县供电公司","南鲁集供电所","南鲁集镇","10kV0116鲍楼2线","聂庄东孔台区","200",0,"红色"]
[2996,"成武县供电公司","南鲁集供电所","南鲁集镇","10kV003南鲁线","10kV003南鲁线小王堂东南台架变","200",0,"红色"]
[2997,"成武县供电公司","南鲁集供电所","南鲁集镇","10kV0116鲍楼2线","党庄","200",0,"红色"]
[2998,"成武县供电公司","南鲁集供电所","南鲁集镇","10kV0116鲍楼2线","孟楼","200",0,"红色"]
[2999,"成武县供电公司","南鲁集供电所","南鲁集镇","10kV003张阁线","10kV003张阁线刘楼北台架变","200",0,"红色"]
[3000,"成武县供电公司","南鲁集供电所","南鲁集镇","10kV005李楼线","10kV005李楼线庄海北台架变","200",0,"红色"]
[3001,"成武县供电公司","南鲁集供电所","南鲁集镇","10kV0106鲍楼1线","史庄","200",0,"红色"]
[3002,"成武县供电公司","南鲁集供电所","南鲁集镇","10kV005李楼线","35kV宝峰变电站10kV005李楼线小房庙行政村祝庄1号排灌台架变","100",0,"红色"]
[3003,"成武县供电公司","南鲁集供电所","南鲁集镇","10kV0116鲍楼2线","110kV孟楼变电站10kV0116鲍楼2线鲍田庄行政村鲍田庄2号排灌台架变","100",0,"红色"]
[3004,"成武县供电公司","南鲁集供电所","南鲁集镇","10kV005李楼线","35kV宝峰变电站10kV005李楼线小房庙行政村王菜园2号排灌台架变","100",0,"红色"]
[3005,"成武县供电公司","南鲁集供电所","南鲁集镇","10kV005李楼线","35kV宝峰变电站10kV005李楼线小房庙行政村王菜园1号排灌台架变","100",0,"红色"]
[3006,"成武县供电公司","南鲁集供电所","南鲁集镇","10kV0125范张庄1线","10kV0125范张庄1线北村行政村北村2号排灌台架变","100",0,"红色"]
[3007,"成武县供电公司","南鲁集供电所","南鲁集镇","10kV0116鲍楼2线","110kV孟楼变电站10kV0116鲍楼2线鲍田庄行政村鲍田庄4号排灌台架变","100",0,"红色"]
[3008,"成武县供电公司","南鲁集供电所","南鲁集镇","10kV005李楼线","35kV宝峰变电站10kV005李楼线小房庙行政村王菜园3号排灌台架变","100",0,"红色"]
[3009,"成武县供电公司","南鲁集供电所","南鲁集镇","10kV005李楼线","35kV宝峰变电站10kV005李楼线小房庙行政村祝庄2号排灌台架变","100",0,"红色"]
[3010,"成武县供电公司","南鲁集供电所","南鲁集镇","10kV003南鲁线","35kV宝峰变电站10kV003南鲁线姜海行政村姜海1号排灌台架变","100",0,"红色"]
[3011,"成武县供电公司","南鲁集供电所","南鲁集镇","10kV0116鲍楼2线","10kV0116鲍楼2线北村行政村北村5号排灌台架变","100",0,"红色"]
[3012,"成武县供电公司","南鲁集供电所","南鲁集镇","10kV0116鲍楼2线","10kV0116鲍楼2线北村行政村北村3号排灌台架变","100",0,"红色"]
[3013,"成武县供电公司","南鲁集供电所","南鲁集镇","10kV0125范张庄1线","10kV0125范张庄1线范庄行政村范庄1号排灌台架变","100",0,"红色"]
[3014,"成武县供电公司","南鲁集供电所","南鲁集镇","10kV0106鲍楼1线","110kV孟楼变电站10kV0106鲍楼1线后李楼西（2016年第一批排灌）台架变","200",0,"红色"]
[3015,"成武县供电公司","南鲁集供电所","南鲁集镇","10kV003南鲁线","35kV宝峰变电站10kV003南鲁线小王堂东北变压器","200",0,"红色"]
[3016,"成武县供电公司","南鲁集供电所","南鲁集镇","10kV0116鲍楼2线","10kV0116鲍楼2线北村行政村北村4号排灌台架变","100",0,"红色"]
[3017,"成武县供电公司","南鲁集供电所","南鲁集镇","10kV0116鲍楼2线","10kV0116鲍楼2线贾庄行政村贾庄2号排灌台架变","100",0,"红色"]
[3018,"成武县供电公司","南鲁集供电所","南鲁集镇","10kV0105产业园区1线","10kV0105产业园区1线秦楼张庄西台架变","200",0,"红色"]
[3019,"成武县供电公司","南鲁集供电所","南鲁集镇","10kV0125范张庄1线","10kV0125范张庄1线张阁5号台架变","400",0,"红色"]
[3020,"成武县供电公司","南鲁集供电所","南鲁集镇","10kV005李楼线","10kV005李楼线田楼开发台架变","200",0,"红色"]
[3021,"成武县供电公司","南鲁集供电所","南鲁集镇","10kV0106鲍楼1线","110kV孟楼变电站10kV0106鲍楼1线后李楼中（2016年第一批排灌）台架变","200",0,"红色"]
[3022,"成武县供电公司","南鲁集供电所","南鲁集镇","10kV0105产业园区1线","110kV孟楼变电站10kV0105产业园区1线秦楼村2号排灌变压器（2016年第一批）台架变","200",0,"红色"]
[3023,"成武县供电公司","南鲁集供电所","南鲁集镇","10kV0106鲍楼1线","110kV孟楼变电站10kV0106鲍楼1线南鲁集镇秦楼村6号排灌变压器（2016年第一批）台架变","100",0,"红色"]
[3024,"成武县供电公司","南鲁集供电所","南鲁集镇","10kV0116鲍楼2线","10kV0116鲍楼2线马庙村1号排灌变压器（2016年第一批）台架变","200",0,"红色"]
[3025,"成武县供电公司","南鲁集供电所","南鲁集镇","10kV0106鲍楼1线","110kV孟楼变电站10kV0106鲍楼1线南鲁集镇史庄村3号排灌变压器（2016年第二批）台架变","100",0,"红色"]
[3026,"成武县供电公司","南鲁集供电所","南鲁集镇","10kV0106鲍楼1线","110kV孟楼变电站10kV0106鲍楼1线南鲁集镇鲍楼村3号排灌变压器（2016年第一批）","200",0,"红色"]
[3027,"成武县供电公司","南鲁集供电所","南鲁集镇","10kV0125范张庄1线","10kV0125范张庄1线南鲁集镇范张庄村1号排灌变压器（2016年第二批）台架变","100",0,"红色"]
[3028,"成武县供电公司","南鲁集供电所","南鲁集镇","10kV0106鲍楼1线","110kV孟楼变电站10kV0106鲍楼1线南鲁集镇谢庄村1号排灌变压器（2016年第一批）台架变","100",0,"红色"]
[3029,"成武县供电公司","南鲁集供电所","南鲁集镇","10kV0106鲍楼1线","110kV孟楼变电站10kV0106鲍楼1线南鲁集镇史庄村2号排灌变压器（2016年第二批）台架变","100",0,"红色"]
[3030,"成武县供电公司","南鲁集供电所","南鲁集镇","10kV0106鲍楼1线","110kV孟楼变电站10kV0106鲍楼1线南鲁集镇谢庄村3号排灌变压器（2016年第一批）台架变","200",0,"红色"]
[3031,"成武县供电公司","南鲁集供电所","南鲁集镇","10kV003南鲁线","南鲁集镇小王堂村2号排灌变压器（2016年第一批）","200",0,"红色"]
[3032,"成武县供电公司","南鲁集供电所","南鲁集镇","10kV0105产业园区1线","10kV0105产业园区1线南鲁集镇秦楼村1号排灌变压器（2016年第一批）台架变","200",0,"红色"]
[3033,"成武县供电公司","南鲁集供电所","南鲁集镇","10kV0125范张庄1线","10kV0125范张庄1线南鲁集镇落凤集村1号排灌变压器（2016年第二批）台架变","200",0,"红色"]
[3034,"成武县供电公司","南鲁集供电所","南鲁集镇","10kV0116鲍楼2线","南鲁集镇鲍楼村6号排灌变压器（2016年第一批）","200",0,"红色"]
[3035,"成武县供电公司","南鲁集供电所","南鲁集镇","10kV0125范张庄1线","10kV0125范张庄1线南鲁集镇范张庄村3号排灌变压器（2016年第二批）台架变","100",0,"红色"]
[3036,"成武县供电公司","南鲁集供电所","南鲁集镇","10kV0106鲍楼1线","110kV孟楼变电站10kV0106鲍楼1线南鲁集镇谢庄村2号号排灌变压器（2016年第一批）台架变","100",0,"红色"]
[3037,"成武县供电公司","南鲁集供电所","南鲁集镇","10kV0106鲍楼1线","110kV孟楼变电站10kV0106鲍楼1线南鲁集镇鲍楼村1号排灌变压器（2016年第一批）","100",0,"红色"]
[3038,"成武县供电公司","南鲁集供电所","南鲁集镇","10kV005李楼线","汶上集镇田楼村3号排灌变压器（2017年）","200",0,"红色"]
[3039,"成武县供电公司","南鲁集供电所","南鲁集镇","10kV0105产业园区1线","10kV0105产业园区1线秦楼村3号排灌变压器（2016年第一批）台架变","200",0,"红色"]
[3040,"成武县供电公司","南鲁集供电所","南鲁集镇","10kV0106鲍楼1线","110kV孟楼变电站10kV0106鲍楼1线史庄村1号排灌变压器（2016年第二批）台架变","100",0,"红色"]
[3041,"成武县供电公司","南鲁集供电所","南鲁集镇","10kV0106鲍楼1线","徐刘庄村东南变压器","200",0,"红色"]
[3042,"成武县供电公司","南鲁集供电所","南鲁集镇","10kV003南鲁线","大王堂明","200",0,"红色"]
[3043,"成武县供电公司","南鲁集供电所","南鲁集镇","10kV0125范张庄1线","落凤集","200",0,"红色"]
[3044,"成武县供电公司","南鲁集供电所","南鲁集镇","10kV005李楼线","田楼","200",0,"红色"]
[3045,"成武县供电公司","南鲁集供电所","南鲁集镇","10kV0105产业园区1线","10kV0105产业园区1线秦楼北台架变","200",0,"红色"]
[3046,"成武县供电公司","南鲁集供电所","南鲁集镇","10kV0125范张庄1线","小王庄西","200",0,"红色"]
[3047,"成武县供电公司","南鲁集供电所","南鲁集镇","10kV0105产业园区1线","张帮楼","200",0,"红色"]
[3048,"成武县供电公司","南鲁集供电所","南鲁集镇","10kV0106鲍楼1线","鲍楼西村配电室","160",0,"红色"]
[3049,"成武县供电公司","南鲁集供电所","南鲁集镇","10kV003张阁线","南鲁站10kV003张阁线南村东柱上变","400",0,"红色"]
[3050,"成武县供电公司","南鲁集供电所","南鲁集镇","10kV0106鲍楼1线","北陈庄照明","200",0,"红色"]
[3051,"成武县供电公司","南鲁集供电所","南鲁集镇","10kV0106鲍楼1线","110kV孟楼变电站10kV0106鲍楼1线辛庄南台架变","200",0,"红色"]
[3052,"成武县供电公司","南鲁集供电所","南鲁集镇","10kV005李楼线","田楼北2#","200",0,"红色"]
[3053,"成武县供电公司","南鲁集供电所","南鲁集镇","10kV005李楼线","燕庄南","200",0,"红色"]
[3054,"成武县供电公司","南鲁集供电所","南鲁集镇","10kV0125范张庄1线","10kV0125范张庄1线北东东村配电室","200",0,"红色"]
[3055,"成武县供电公司","南鲁集供电所","南鲁集镇","10kV0106鲍楼1线","110kV孟楼变电站10kV0106鲍楼1线前李楼北台架变","200",0,"红色"]
[3056,"成武县供电公司","南鲁集供电所","南鲁集镇","10kV005李楼线","10kV005李楼线后王菜园台架变","100",0,"红色"]
[3057,"成武县供电公司","南鲁集供电所","南鲁集镇","10kV003张阁线","10kV003张阁线南陈庄南1台架变","200",0,"红色"]
[3058,"成武县供电公司","南鲁集供电所","南鲁集镇","10kV0125范张庄1线","10kV0125范张庄1线北村东315台架变","400",0,"红色"]
[3059,"成武县供电公司","南鲁集供电所","南鲁集镇","10kV0125范张庄1线","大王庄西","200",0,"红色"]
[3060,"成武县供电公司","南鲁集供电所","南鲁集镇","10kV005李楼线","10kV005李楼线燕庄行政村东北台区新台架变","200",0,"红色"]
[3061,"成武县供电公司","南鲁集供电所","南鲁集镇","10kV0125范张庄1线","10kV0125范张庄1线张阁行政村西台区新台架变","200",0,"红色"]
[3062,"成武县供电公司","南鲁集供电所","南鲁集镇","10kV0116鲍楼2线","10kV0116鲍楼2线鲍田庄行政村鲍田庄1号排灌台架变","100",0,"红色"]
[3063,"成武县供电公司","南鲁集供电所","南鲁集镇","10kV0105产业园区1线","10kV0105产业园区1线秦楼行政村秦楼张庄2号排灌台架变","100",0,"红色"]
[3064,"成武县供电公司","南鲁集供电所","南鲁集镇","10kV0116鲍楼2线","110kV孟楼变电站10kV0116鲍楼2线鲍田庄行政村鲍田庄3号排灌台架变","100",0,"红色"]
[3065,"成武县供电公司","南鲁集供电所","南鲁集镇","10kV003张阁线","10kV003张阁线姜海2号新台架变","200",0,"红色"]
[3066,"成武县供电公司","南鲁集供电所","南鲁集镇","10kV003南鲁线","小王堂北","200",0,"红色"]
[3067,"成武县供电公司","南鲁集供电所","南鲁集镇","10kV003南鲁线","李堂北明","200",0,"红色"]
[3068,"成武县供电公司","南鲁集供电所","南鲁集镇","10kV005李楼线","10kV005李楼线白海东台架变","200",0,"红色"]
[3069,"成武县供电公司","南鲁集供电所","南鲁集镇","10kV0106鲍楼1线","东王店南","200",0,"红色"]
[3070,"成武县供电公司","南鲁集供电所","南鲁集镇","10kV003张阁线","10kV003张阁线南队东2号台架变","200",0,"红色"]
[3071,"成武县供电公司","南鲁集供电所","南鲁集镇","10kV0125范张庄1线","10kV0125范张庄1线大王庄南台架变","200",0,"红色"]
[3072,"成武县供电公司","南鲁集供电所","南鲁集镇","10kV003南鲁线","董楼东（南鲁）","200",0,"红色"]
[3073,"成武县供电公司","南鲁集供电所","南鲁集镇","10kV0106鲍楼1线","徐刘庄村东北变压器","200",0,"红色"]
[3074,"成武县供电公司","南鲁集供电所","南鲁集镇","10kV0125范张庄1线","10kV张阁线北西配电室1号配变","400",0,"红色"]
[3075,"成武县供电公司","南鲁集供电所","南鲁集镇","10kV0116鲍楼2线","北徐庄2号","200",0,"红色"]
[3076,"成武县供电公司","南鲁集供电所","南鲁集镇","10kV0105产业园区1线","10kV0105产业园区1线秦楼南台架变","200",0,"红色"]
[3077,"成武县供电公司","南鲁集供电所","南鲁集镇","10kV005李楼线","丰庄2号","400",0,"红色"]
[3078,"成武县供电公司","南鲁集供电所","南鲁集镇","10kV0106鲍楼1线","徐刘庄北村配电室","160",0,"红色"]
[3079,"成武县供电公司","南鲁集供电所","南鲁集镇","10kV003张阁线","110kV南鲁变电站10kV003张阁线南东南台架变","400",0,"红色"]
[3080,"成武县供电公司","南鲁集供电所","南鲁集镇","10kV0125范张庄1线","李元村配电室","200",0,"红色"]
[3081,"成武县供电公司","南鲁集供电所","南鲁集镇","10kV005李楼线","丁楼","100",0,"红色"]
[3082,"成武县供电公司","南鲁集供电所","南鲁集镇","10kV0105产业园区1线","10kV0105产业园区1线秦楼台架变","200",0,"红色"]
[3083,"成武县供电公司","南鲁集供电所","南鲁集镇","10kV005李楼线","10kV005李楼线小房庙台架变","315",0,"红色"]
[3084,"成武县供电公司","南鲁集供电所","南鲁集镇","10kV0106鲍楼1线","赵庄","200",0,"红色"]
[3085,"成武县供电公司","南鲁集供电所","南鲁集镇","10kV0125范张庄1线","10kV0125范张庄1线供电所台架变","200",0,"红色"]
[3086,"成武县供电公司","南鲁集供电所","南鲁集镇","10kV0125范张庄1线","后张庄","200",0,"红色"]
[3087,"成武县供电公司","南鲁集供电所","南鲁集镇","10kV003张阁线","10kV003张阁线贾北台架变","200",0,"红色"]
[3088,"成武县供电公司","南鲁集供电所","南鲁集镇","10kV005李楼线","杨庙","200",0,"红色"]
[3089,"成武县供电公司","南鲁集供电所","南鲁集镇","10kV0125范张庄1线","10kV0125范张庄1线小王庄行政村小王庄1号排灌台架变","100",0,"红色"]
[3090,"成武县供电公司","南鲁集供电所","南鲁集镇","10kV005李楼线","35kV宝峰变电站10kV005李楼线小房庙行政村丰庄排灌台架变","100",0,"红色"]
[3091,"成武县供电公司","南鲁集供电所","南鲁集镇","10kV0125范张庄1线","10kV0125范张庄1线南鲁集镇李园村2号排灌","200",0,"红色"]
[3092,"成武县供电公司","南鲁集供电所","南鲁集镇","10kV0106鲍楼1线","110kV孟楼变电站10kV0106鲍楼1线南鲁集镇王店村7号排灌","100",0,"红色"]
[3093,"成武县供电公司","南鲁集供电所","南鲁集镇","10kV0106鲍楼1线","110kV孟楼变电站10kV0106鲍楼1线南鲁集镇王店村5号排灌","200",0,"红色"]
[3094,"成武县供电公司","南鲁集供电所","南鲁集镇","10kV0106鲍楼1线","110kV孟楼变电站10kV0106鲍楼1线南鲁集镇王店村3号排灌","200",0,"红色"]
[3095,"成武县供电公司","南鲁集供电所","南鲁集镇","10kV0106鲍楼1线","110kV孟楼变电站10kV0106鲍楼1线鲍楼北2号","200",0,"红色"]
[3096,"成武县供电公司","南鲁集供电所","南鲁集镇","10kV0125范张庄1线","10kV0125范张庄1线南鲁集镇李园村1号排灌","200",0,"红色"]
[3097,"成武县供电公司","南鲁集供电所","南鲁集镇","10kV0106鲍楼1线","110kV孟楼变电站10kV0106鲍楼1线南鲁集镇王店村6号排灌","100",0,"红色"]
[3098,"成武县供电公司","南鲁集供电所","南鲁集镇","10kV0106鲍楼1线","110kV孟楼变电站10kV0106鲍楼1线南鲁集镇王店村8号排灌","100",0,"红色"]
[3099,"成武县供电公司","南鲁集供电所","南鲁集镇","10kV0106鲍楼1线","110kV孟楼变电站10kV0106鲍楼1线南鲁集镇王店村4号排灌","200",0,"红色"]
[3100,"成武县供电公司","南鲁集供电所","南鲁集镇","10kV0125范张庄1线","10kV0125范张庄1线北西4","200",0,"红色"]
[3101,"成武县供电公司","南鲁集供电所","南鲁集镇","10kV003张阁线","10kV003张阁线刘楼东台架变","200",0,"红色"]
[3102,"成武县供电公司","南鲁集供电所","南鲁集镇","10kV003张阁线","南东南3号","200",0,"红色"]
[3103,"成武县供电公司","南鲁集供电所","南鲁集镇","10kV0125范张庄1线","10kV0125范张庄1线李元西南台架变","200",0,"红色"]
[3104,"成武县供电公司","南鲁集供电所","南鲁集镇","10kV0106鲍楼1线","110kV孟楼变电站10kV0106鲍楼1线北陈庄东台架变","200",0,"红色"]
[3105,"成武县供电公司","南鲁集供电所","南鲁集镇","10kV005李楼线","小房庙北照明","200",0,"红色"]
[3106,"成武县供电公司","南鲁集供电所","南鲁集镇","10kV0125范张庄1线","李元村东配电室","200",0,"红色"]
[3107,"成武县供电公司","南鲁集供电所","南鲁集镇","10kV003南鲁线","李堂南1号","200",0,"红色"]
[3108,"成武县供电公司","南鲁集供电所","南鲁集镇","10kV005李楼线","35kV宝峰变电站10kV李楼线燕庄变压器","200",0,"红色"]
[3109,"成武县供电公司","南鲁集供电所","南鲁集镇","10kV003张阁线","10kV003张阁线南陈庄南2台架变","200",0,"红色"]
[3110,"成武县供电公司","南鲁集供电所","南鲁集镇","10kV0125范张庄1线","小王庄东","200",0,"红色"]
[3111,"成武县供电公司","南鲁集供电所","南鲁集镇","10kV005李楼线","10kV005李楼线北李庄台架变","100",0,"红色"]
[3112,"成武县供电公司","南鲁集供电所","南鲁集镇","10kV003张阁线","付庄村配电室","200",0,"红色"]
[3113,"成武县供电公司","南鲁集供电所","南鲁集镇","10kV0125范张庄1线","范庄东","200",0,"红色"]
[3114,"成武县供电公司","南鲁集供电所","南鲁集镇","10kV0106鲍楼1线","徐刘庄村配电室","200",0,"红色"]
[3115,"成武县供电公司","南鲁集供电所","南鲁集镇","10kV005李楼线","小房庙南照明","200",0,"红色"]
[3116,"成武县供电公司","南鲁集供电所","南鲁集镇","10kV003张阁线","刘楼","200",0,"红色"]
[3117,"成武县供电公司","南鲁集供电所","南鲁集镇","10kV0106鲍楼1线","西王店","200",0,"红色"]
[3118,"成武县供电公司","南鲁集供电所","南鲁集镇","10kV0125范张庄1线","东张庄村配电室","200",0,"红色"]
[3119,"成武县供电公司","南鲁集供电所","南鲁集镇","10kV005李楼线","10kV005李楼线祝庄北开发台架变","200",0,"红色"]
[3120,"成武县供电公司","南鲁集供电所","南鲁集镇","10kV005李楼线","祝庄西开发","200",0,"红色"]
[3121,"成武县供电公司","南鲁集供电所","南鲁集镇","10kV005李楼线","10kV005李楼线田楼行政村孟海东新台架变","200",0,"红色"]
[3122,"成武县供电公司","南鲁集供电所","南鲁集镇","10kV0125范张庄1线","10kV0125范张庄1线大王庄行政村南台区新台架变","400",0,"红色"]
[3123,"成武县供电公司","南鲁集供电所","南鲁集镇","10kV0116鲍楼2线","10kV0116鲍楼2线贾庄行政村贾庄1号排灌台架变","100",0,"红色"]
[3124,"成武县供电公司","南鲁集供电所","南鲁集镇","10kV003张阁线","贾庄开发南","200",0,"红色"]
[3125,"成武县供电公司","南鲁集供电所","南鲁集镇","10kV0116鲍楼2线","10kV0116鲍楼2线党庄南台架变","200",0,"红色"]
[3126,"成武县供电公司","南鲁集供电所","南鲁集镇","10kV0125范张庄1线","10kV0125范张庄1线南鲁集镇李园村3号排灌","200",0,"红色"]
[3127,"成武县供电公司","南鲁集供电所","南鲁集镇","10kV0106鲍楼1线","110kV孟楼变电站10kV0106鲍楼1线南鲁集镇王店村2号排灌","200",0,"红色"]
[3128,"成武县供电公司","南鲁集供电所","南鲁集镇","10kV0125范张庄1线","10kV0125范张庄1线李元东南台架变","100",0,"红色"]
[3129,"成武县供电公司","南鲁集供电所","南鲁集镇","10kV0106鲍楼1线","110kV孟楼变电站10kV0106鲍楼1线南鲁集镇王店村1号排灌","200",0,"红色"]
[3130,"成武县供电公司","南鲁集供电所","南鲁集镇","10kV0125范张庄1线","10kV0125范张庄1线北东南2号柱上变","400",0,"红色"]
[3131,"成武县供电公司","南鲁集供电所","南鲁集镇","10kV0106鲍楼1线","110kV孟楼变电站10kV0106鲍楼1线北陈庄东2台架变","200",0,"红色"]
[3132,"成武县供电公司","南鲁集供电所","南鲁集镇","10kV003南鲁线","安庄3号","200",0,"红色"]
[3133,"成武县供电公司","南鲁集供电所","南鲁集镇","10kV003张阁线","供销社家属院","200",0,"红色"]
[3134,"成武县供电公司","南鲁集供电所","南鲁集镇","10kV0116鲍楼2线","10kV0116鲍楼2线西孔庄2号台架变","200",0,"红色"]
[3135,"成武县供电公司","南鲁集供电所","南鲁集镇","10kV003南鲁线","陶庄明","200",0,"红色"]
[3136,"成武县供电公司","南鲁集供电所","南鲁集镇","10kV0106鲍楼1线","鲍楼北村配电室","315",0,"红色"]
[3137,"成武县供电公司","南鲁集供电所","南鲁集镇","10kV0125范张庄1线","10kV0125范张庄1线北西3号台架变","200",0,"红色"]
[3138,"成武县供电公司","南鲁集供电所","南鲁集镇","10kV003张阁线","10kV003张阁线南东南2号台架变","200",0,"红色"]
[3139,"成武县供电公司","南鲁集供电所","南鲁集镇","10kV0106鲍楼1线","前李楼","160",0,"红色"]
[3140,"成武县供电公司","南鲁集供电所","南鲁集镇","10kV003张阁线","10kV003张阁线贾南台架变","200",0,"红色"]
[3141,"成武县供电公司","南鲁集供电所","南鲁集镇","10kV003南鲁线","小王堂北2号柱上变","400",0,"红色"]
[3142,"成武县供电公司","南鲁集供电所","南鲁集镇","10kV0106鲍楼1线","韩庄","200",0,"红色"]
[3143,"成武县供电公司","南鲁集供电所","南鲁集镇","10kV003张阁线","10kV003张阁线姜海3号新台架变","200",0,"红色"]
[3144,"成武县供电公司","南鲁集供电所","南鲁集镇","10kV0116鲍楼2线","10kV0116鲍楼2线马庙明台架变","200",0,"红色"]
[3145,"成武县供电公司","南鲁集供电所","南鲁集镇","10kV0116鲍楼2线","李海","200",0,"红色"]
[3146,"成武县供电公司","南鲁集供电所","南鲁集镇","10kV005李楼线","10kV005李楼线燕庄北台架变","200",0,"红色"]
[3147,"成武县供电公司","南鲁集供电所","南鲁集镇","10kV003张阁线","10kV003张阁线南西4台架变","200",0,"红色"]
[3148,"成武县供电公司","南鲁集供电所","南鲁集镇","10kV005李楼线","田楼北","200",0,"红色"]
[3149,"成武县供电公司","南鲁集供电所","南鲁集镇","10kV005李楼线","10kV005李楼线付庄南台架变","200",0,"红色"]
[3150,"成武县供电公司","南鲁集供电所","南鲁集镇","10kV005李楼线","祝庄东","200",0,"红色"]
[3151,"成武县供电公司","南鲁集供电所","南鲁集镇","10kV0125范张庄1线","10kV0125范张庄1线南村3号台架变","400",0,"红色"]
[3152,"成武县供电公司","南鲁集供电所","南鲁集镇","10kV0125范张庄1线","10kV0125范张庄1线付庄北台架变","200",0,"红色"]
[3153,"成武县供电公司","南鲁集供电所","南鲁集镇","10kV003南鲁线","10kV003南鲁线安庄西台架变","200",0,"红色"]
[3154,"成武县供电公司","南鲁集供电所","南鲁集镇","10kV0106鲍楼1线","110kV孟楼变电站10kV0106鲍楼1线后李楼南台架变","200",0,"红色"]
[3155,"成武县供电公司","南鲁集供电所","南鲁集镇","10kV005李楼线","10kV005李楼线小房庙北台架变","200",0,"红色"]
[3156,"成武县供电公司","南鲁集供电所","南鲁集镇","10kV0116鲍楼2线","10kV0116鲍楼2线鲍田庄西南台架变","200",0,"红色"]
[3157,"成武县供电公司","南鲁集供电所","南鲁集镇","10kV0106鲍楼1线","110kV孟楼变电站10kV0106鲍楼1线前李楼南台架变","200",0,"红色"]
[3158,"成武县供电公司","南鲁集供电所","南鲁集镇","10kV0116鲍楼2线","北徐庄村配电室","200",0,"红色"]
[3159,"成武县供电公司","南鲁集供电所","南鲁集镇","10kV0106鲍楼1线","110kV孟楼变电站10kV0106鲍楼1线前李楼西","200",0,"红色"]
[3160,"成武县供电公司","南鲁集供电所","南鲁集镇","10kV0106鲍楼1线","辛村","200",0,"红色"]
[3161,"成武县供电公司","南鲁集供电所","南鲁集镇","10kV0106鲍楼1线","110kV孟楼变电站10kV0106鲍楼1线鲍楼东台架变","200",0,"红色"]
[3162,"成武县供电公司","南鲁集供电所","南鲁集镇","10kV003南鲁线","10kV003南鲁线小王堂西北（2016年第一批排灌）台架变","200",0,"红色"]
[3163,"成武县供电公司","南鲁集供电所","南鲁集镇","10kV0106鲍楼1线","110kV孟楼变电站10kV0106鲍楼1线北陈庄南（2016年第一批排灌）台架变","200",0,"红色"]
[3164,"成武县供电公司","南鲁集供电所","南鲁集镇","10kV0106鲍楼1线","110kV孟楼变电站10kV0106鲍楼1线后李楼行政村后李楼东南台架变","200",0,"红色"]
[3165,"成武县供电公司","南鲁集供电所","南鲁集镇","10kV0106鲍楼1线","110kV孟楼变电站10kV0106鲍楼1线史庄东变压器","200",0,"红色"]
[3166,"成武县供电公司","南鲁集供电所","南鲁集镇","10kV0125范张庄1线","10kV0125范张庄1线南村6号","200",0,"红色"]
[3167,"成武县供电公司","南鲁集供电所","南鲁集镇","10kV003南鲁线","小王堂东南2号","200",0,"红色"]
[3168,"成武县供电公司","南鲁集供电所","南鲁集镇","10kV0125范张庄1线","10kV0125范张庄1线小王庄西南台架变","200",0,"红色"]
[3169,"成武县供电公司","南鲁集供电所","南鲁集镇","10kV0125范张庄1线","10kV0125范张庄1线小王庄东北台架变","200",0,"红色"]
[3170,"成武县供电公司","南鲁集供电所","南鲁集镇","10kV0125范张庄1线","10kV0125范张庄1线张阁6号台架变","200",0,"红色"]
[3171,"成武县供电公司","南鲁集供电所","南鲁集镇","10kV0116鲍楼2线","鲍田庄高庄","200",0,"红色"]
[3172,"成武县供电公司","南鲁集供电所","南鲁集镇","10kV0125范张庄1线","10kV0125范张庄1线梁王庙台架变","50",0,"红色"]
[3173,"成武县供电公司","南鲁集供电所","南鲁集镇","10kV0116鲍楼2线","10kV0116鲍楼2线东孔北台架变","200",0,"红色"]
[3174,"成武县供电公司","南鲁集供电所","南鲁集镇","10kV0116鲍楼2线","贾庄开发北","200",0,"红色"]
[3175,"成武县供电公司","南鲁集供电所","南鲁集镇","10kV0106鲍楼1线","10kV0106鲍楼1线东王店新台架变","200",0,"红色"]
[3176,"成武县供电公司","南鲁集供电所","南鲁集镇","10kV0125范张庄1线","10kV0125范张庄1线南村1西台架变","200",0,"红色"]
[3177,"成武县供电公司","南鲁集供电所","南鲁集镇","10kV0125范张庄1线","10kV0125范张庄1线李园东开发南台架变","200",0,"红色"]
[3178,"成武县供电公司","南鲁集供电所","南鲁集镇","10kV0125范张庄1线","10kV0125范张庄1线南村车站台架变","200",0,"红色"]
[3179,"成武县供电公司","南鲁集供电所","南鲁集镇","10kV003张阁线","110kV南鲁变电站10kV003张阁线南村42号台架变","200",0,"红色"]
[3180,"成武县供电公司","南鲁集供电所","南鲁集镇","10kV0125范张庄1线","10kV0125范张庄1线小王庄孔庄柱上变","200",0,"红色"]
[3181,"成武县供电公司","南鲁集供电所","南鲁集镇","10kV0125范张庄1线","10kV0125范张庄1线北东东2号柱上变压器","400",0,"红色"]
[3182,"成武县供电公司","南鲁集供电所","南鲁集镇","10kV005李楼线","10kV005李楼线田楼开发2号柱上变压器","400",0,"红色"]
[3183,"成武县供电公司","南鲁集供电所","南鲁集镇","10kV0116鲍楼2线","10kV0116鲍楼2线孟楼北柱上变","200",0,"红色"]
[3184,"成武县供电公司","南鲁集供电所","南鲁集镇","10kV0116鲍楼2线","10kV003张阁线贾庄北2号柱上变压器","200",0,"红色"]
[3185,"成武县供电公司","南鲁集供电所","南鲁集镇","10kV0106鲍楼1线","鲍楼老年房箱式变1号配变","800",0,"红色"]
[3186,"成武县供电公司","南鲁集供电所","南鲁集镇","10kV003南鲁线","小王堂明变压器配电室1号配变","200",0,"红色"]
[3187,"成武县供电公司","南鲁集供电所","南鲁集镇","10kV003张阁线","110kV南鲁站10kV003张阁线政府开发区北台架变","400",0,"红色"]
[3188,"成武县供电公司","南鲁集供电所","南鲁集镇","10kV0106鲍楼1线","10kV005鲍楼1线东王店学校柱上变","400",0,"红色"]
[3189,"成武县供电公司","南鲁集供电所","南鲁集镇","10kV0106鲍楼1线","10kV003张阁线鲍楼社区2号配电变压器","800",0,"红色"]
[3190,"成武县供电公司","南鲁集供电所","南鲁集镇","10kV0106鲍楼1线","10kV003张阁线鲍楼社区1号配电变压器","800",0,"红色"]
[3191,"成武县供电公司","张楼供电所","张楼镇","10kV004张桥线","35kV张楼变电站10kV004张桥线公用7台架变","400",0,"红色"]
[3192,"成武县供电公司","张楼供电所","张楼镇","10kV008康董庄线","35kV张楼变电站10kV008康董庄线乡政府柱上变","400",0,"红色"]
[3193,"成武县供电公司","张楼供电所","张楼镇","10kV006桃花线","35kV张楼站10kV006桃花线阚庄北3柱上变","200",0,"红色"]
[3194,"成武县供电公司","张楼供电所","张楼镇","10kV008康董庄线","35kV张楼变电站10kV008康董庄线后李庄柱上变","200",0,"红色"]
[3195,"成武县供电公司","张楼供电所","张楼镇","10kV008康董庄线","35kV张楼变电站10kV008康董庄线黄楼柱上变","200",0,"红色"]
[3196,"成武县供电公司","张楼供电所","张楼镇","10kV008康董庄线","35kV张楼变电站10kV008康董庄线刘菜园柱上变","200",0,"红色"]
[3197,"成武县供电公司","张楼供电所","张楼镇","10kV008康董庄线","35kV张楼变电站10kV008康董庄线苗楼柱上变","200",0,"红色"]
[3198,"成武县供电公司","张楼供电所","张楼镇","10kV005赵小庙线","35kV张楼变电站10kV005赵小庙线赵小庙南柱上变","200",0,"红色"]
[3199,"成武县供电公司","张楼供电所","张楼镇","10kV006桃花线","35kV张楼变电站10kV006桃花线郑庄东柱上变","200",0,"红色"]
[3200,"成武县供电公司","张楼供电所","张楼镇","10kV008康董庄线","35kV张楼变电站10kV008康董庄线张草庙柱上变","200",0,"红色"]
[3201,"成武县供电公司","张楼供电所","张楼镇","10kV008康董庄线","35kV张楼变电站10kV008康董庄线乔庄柱上变","200",0,"红色"]
[3202,"成武县供电公司","张楼供电所","张楼镇","10kV004张桥线","35kV张楼变电站10kV004张桥线朱坊柱上变","200",0,"红色"]
[3203,"成武县供电公司","张楼供电所","张楼镇","10kV006桃花线","35kV张楼站10kV006桃花线阚庄南2柱上变","400",0,"红色"]
[3204,"成武县供电公司","张楼供电所","张楼镇","10kV005赵小庙线","35kV张楼变电站10kV005赵小庙线赵小楼柱上变","200",0,"红色"]
[3205,"成武县供电公司","张楼供电所","张楼镇","10kV005赵小庙线","35kV张楼变电站10kV005赵小庙线东黄海柱上变","200",0,"红色"]
[3206,"成武县供电公司","张楼供电所","张楼镇","10kV0113张海线","35kV张楼变电站10kV0113张海线孔集柱上变","200",0,"红色"]
[3207,"成武县供电公司","张楼供电所","张楼镇","10kV大李楼线","35kV张楼变电站10kV大李楼线张草庙#2柱上变","315",0,"红色"]
[3208,"成武县供电公司","张楼供电所","张楼镇","10kV008康董庄线","35kV张楼变电站10kV008康董庄线公用1号柱上变","400",0,"红色"]
[3209,"成武县供电公司","张楼供电所","张楼镇","10kV008康董庄线","35kV张楼站10kV康董庄线国网山东省电力公司成武县供电公司柱上变","200",0,"红色"]
[3210,"成武县供电公司","张楼供电所","张楼镇","10kV008康董庄线","10kV008康董庄线双崮集3号台架变","200",0,"红色"]
[3211,"成武县供电公司","张楼供电所","张楼镇","10kV005赵小庙线","张庄配电室","200",0,"红色"]
[3212,"成武县供电公司","张楼供电所","张楼镇","10kV大李楼线","10kV大李楼线东刘楼台架变","200",0,"红色"]
[3213,"成武县供电公司","张楼供电所","张楼镇","10kV008康董庄线","10kV008康董庄线张楼镇吕庄村4号排灌变压器（2017年）台架变","50",0,"红色"]
[3214,"成武县供电公司","张楼供电所","张楼镇","10kV005赵小庙线","10kV005赵小庙线张楼镇大赵庄村2号排灌变压器（2017年）台架变","100",0,"红色"]
[3215,"成武县供电公司","张楼供电所","张楼镇","10kV0113张海线","兰楼村配电室","200",0,"红色"]
[3216,"成武县供电公司","张楼供电所","张楼镇","10kV008康董庄线","王桥","100",0,"红色"]
[3217,"成武县供电公司","张楼供电所","张楼镇","10kV大李楼线","刘楼村配电室","80",0,"红色"]
[3218,"成武县供电公司","张楼供电所","张楼镇","10kV005赵小庙线","谭楼村配电室","200",0,"红色"]
[3219,"成武县供电公司","张楼供电所","张楼镇","10kV005赵小庙线","前赵集","200",0,"红色"]
[3220,"成武县供电公司","张楼供电所","张楼镇","10kV005赵小庙线","倪楼村配电室","200",0,"红色"]
[3221,"成武县供电公司","张楼供电所","张楼镇","10kV005赵小庙线","10kV005赵小庙线后朱庄台架变","200",0,"红色"]
[3222,"成武县供电公司","张楼供电所","张楼镇","10kV006桃花线","秦刘庄北","200",0,"红色"]
[3223,"成武县供电公司","张楼供电所","张楼镇","10kV008康董庄线","高崮堆","200",0,"红色"]
[3224,"成武县供电公司","张楼供电所","张楼镇","10kV005赵小庙线","肖庄村配电室","200",0,"红色"]
[3225,"成武县供电公司","张楼供电所","张楼镇","10kV008康董庄线","10kV008康董庄线王庄台架变","200",0,"红色"]
[3226,"成武县供电公司","张楼供电所","张楼镇","10kV大李楼线","胡庄村配电室","200",0,"红色"]
[3227,"成武县供电公司","张楼供电所","张楼镇","10kV006桃花线","郭时杜","200",0,"红色"]
[3228,"成武县供电公司","张楼供电所","张楼镇","10kV006桃花线","35kV张楼站10kV006桃花线秦刘庄村1号排灌台架变","100",0,"红色"]
[3229,"成武县供电公司","张楼供电所","张楼镇","10kV008康董庄线","冯岗北","200",0,"红色"]
[3230,"成武县供电公司","张楼供电所","张楼镇","10kV004张桥线","公用桥南东","400",0,"红色"]
[3231,"成武县供电公司","张楼供电所","张楼镇","10kV大李楼线","35kV张楼变电站10kV大李楼线大陈楼南2号变压器","200",0,"红色"]
[3232,"成武县供电公司","张楼供电所","张楼镇","10kV大李楼线","10kV大李楼线大刘楼西","200",0,"红色"]
[3233,"成武县供电公司","张楼供电所","张楼镇","10kV005赵小庙线","35kV张楼变电站10kV005赵小庙线赵小庙中变压器","200",0,"红色"]
[3234,"成武县供电公司","张楼供电所","张楼镇","10kV005赵小庙线","后赵集2号","200",0,"红色"]
[3235,"成武县供电公司","张楼供电所","张楼镇","10kV004张桥线","10kV004张乔线前张桥#2台架变","200",0,"红色"]
[3236,"成武县供电公司","张楼供电所","张楼镇","10kV大李楼线","35kV张楼站10kV大李楼线大陈楼村2号排灌台架变","100",0,"红色"]
[3237,"成武县供电公司","张楼供电所","张楼镇","10kV大李楼线","35kV张楼站10kV大李楼线大陈楼村3号排灌台架变","100",0,"红色"]
[3238,"成武县供电公司","张楼供电所","张楼镇","10kV大李楼线","35kV张楼站10kV大李楼线陈小庙村4号排灌台架变","100",0,"红色"]
[3239,"成武县供电公司","张楼供电所","张楼镇","10kV006桃花线","35kV张楼变电站10kV006桃花线秦刘庄东变压器","200",0,"红色"]
[3240,"成武县供电公司","张楼供电所","张楼镇","10kV006桃花线","35kV张楼变电站10kV006桃花线秦滩集北2变压器","200",0,"红色"]
[3241,"成武县供电公司","张楼供电所","张楼镇","10kV005赵小庙线","10kV005赵小庙线前朱庄台架变","200",0,"红色"]
[3242,"成武县供电公司","张楼供电所","张楼镇","10kV008康董庄线","田楼村配电室","200",0,"红色"]
[3243,"成武县供电公司","张楼供电所","张楼镇","10kV008康董庄线","10kV008康董庄线王桥2号台架变","200",0,"红色"]
[3244,"成武县供电公司","张楼供电所","张楼镇","10kV008康董庄线","10kV008康董庄线张楼镇田楼村4号排灌变压器（2017年）台架变","200",0,"红色"]
[3245,"成武县供电公司","张楼供电所","张楼镇","10kV006桃花线","秦滩集西","200",0,"红色"]
[3246,"成武县供电公司","张楼供电所","张楼镇","10kV005赵小庙线","后张庄","200",0,"红色"]
[3247,"成武县供电公司","张楼供电所","张楼镇","10kV005赵小庙线","西黄海村配电室","200",0,"红色"]
[3248,"成武县供电公司","张楼供电所","张楼镇","10kV008康董庄线","10kV008康董庄线黄楼2号台架变","200",0,"红色"]
[3249,"成武县供电公司","张楼供电所","张楼镇","10kV大李楼线","10kV大李楼线大陈楼南","200",0,"红色"]
[3250,"成武县供电公司","张楼供电所","张楼镇","10kV大李楼线","10kV大李楼线小董庄台架变","100",0,"红色"]
[3251,"成武县供电公司","张楼供电所","张楼镇","10kV大李楼线","10kV大李楼线张楼镇石楼村2号排灌变压器（2017年）台架变","200",0,"红色"]
[3252,"成武县供电公司","张楼供电所","张楼镇","10kV008康董庄线","10kV008康董庄线张楼镇石楼村3号排灌变压器（2017年）台架变","100",0,"红色"]
[3253,"成武县供电公司","张楼供电所","张楼镇","10kV008康董庄线","10kV008康董庄线张楼镇冯楼村2号排灌变压器（2017年）台架变","200",0,"红色"]
[3254,"成武县供电公司","张楼供电所","张楼镇","10kV005赵小庙线","10kV005赵小庙线张楼镇赵集村4号排灌变压器（2017年）台架变","100",0,"红色"]
[3255,"成武县供电公司","张楼供电所","张楼镇","10kV005赵小庙线","10kV005赵小庙线张楼镇倪楼村1号排灌变压器（2017年）台架变","100",0,"红色"]
[3256,"成武县供电公司","张楼供电所","张楼镇","10kV008康董庄线","10kV008康董庄线张楼镇冯楼村4号排灌变压器（2017年）台架变","200",0,"红色"]
[3257,"成武县供电公司","张楼供电所","张楼镇","10kV006桃花线","35kV张楼变电站10kV006桃花线秦滩集南2变压器","200",0,"红色"]
[3258,"成武县供电公司","张楼供电所","张楼镇","10kV0113张海线","10kV005赵小庙线大赵庄#2台架变","200",0,"红色"]
[3259,"成武县供电公司","张楼供电所","张楼镇","10kV大李楼线","10kV大李楼线大陈楼西台架变","200",0,"红色"]
[3260,"成武县供电公司","张楼供电所","张楼镇","10kV大李楼线","10kV大李楼线凡庙台架变","200",0,"红色"]
[3261,"成武县供电公司","张楼供电所","张楼镇","10kV005赵小庙线","10kV005赵小庙线张楼镇马寺村1号排灌变压器（2017年）台架变","100",0,"红色"]
[3262,"成武县供电公司","张楼供电所","张楼镇","10kV0113张海线","赵庄西村配电室","200",0,"红色"]
[3263,"成武县供电公司","张楼供电所","张楼镇","10kV006桃花线","35kV张楼站10kV006桃花线陈小庙村3号排灌台架变","100",0,"红色"]
[3264,"成武县供电公司","张楼供电所","张楼镇","10kV大李楼线","35kV张楼站10kV大李楼线大陈楼村1号排灌台架变","100",0,"红色"]
[3265,"成武县供电公司","张楼供电所","张楼镇","10kV006桃花线","35kV张楼站10kV006桃花线秦刘庄村2号排灌台架变","100",0,"红色"]
[3266,"成武县供电公司","张楼供电所","张楼镇","10kV008康董庄线","10kV008康董庄线张楼镇田楼村1号排灌变压器（2017年）台架变","100",0,"红色"]
[3267,"成武县供电公司","张楼供电所","张楼镇","10kV005赵小庙线","张楼镇西黄海村2号排灌变压器（2017年）","100",0,"红色"]
[3268,"成武县供电公司","张楼供电所","张楼镇","10kV004张桥线","10kV004张乔线张楼镇张桥村3号排灌变压器（2017年）台架变","100",0,"红色"]
[3269,"成武县供电公司","张楼供电所","张楼镇","10kV005赵小庙线","10kV005赵小庙线张楼镇朱马庄村2号排灌变压器（2017年）台架变","200",0,"红色"]
[3270,"成武县供电公司","张楼供电所","张楼镇","10kV004张桥线","10kV004张乔线张楼镇张楼村7号排灌变压器（2017年）台架变","200",0,"红色"]
[3271,"成武县供电公司","张楼供电所","张楼镇","10kV005赵小庙线","10kV005赵小庙线张楼镇冀楼村2号排灌变压器（2017年）台架变","200",0,"红色"]
[3272,"成武县供电公司","张楼供电所","张楼镇","10kV008康董庄线","10kV008康董庄线白浮图镇高堌堆村2号排灌变压器(2017年)台架变","100",0,"红色"]
[3273,"成武县供电公司","张楼供电所","张楼镇","10kV008康董庄线","10kV008康董庄线张楼镇许庄村2号排灌变压器（2017年）台架变","200",0,"红色"]
[3274,"成武县供电公司","张楼供电所","张楼镇","10kV008康董庄线","10kV008康董庄线张楼镇吕胡同村4号排灌变压器(2017年)台架变","200",0,"红色"]
[3275,"成武县供电公司","张楼供电所","张楼镇","10kV004张桥线","10kV004张乔线张楼镇大张楼村2号排灌变压器（2017年）台架变","200",0,"红色"]
[3276,"成武县供电公司","张楼供电所","张楼镇","10kV008康董庄线","10kV008康董庄线张楼镇苗楼村7号排灌变压器（2017年）台架变","200",0,"红色"]
[3277,"成武县供电公司","张楼供电所","张楼镇","10kV005赵小庙线","10kV005赵小庙线张楼镇马寺村3号排灌变压器（2017年）台架变","200",0,"红色"]
[3278,"成武县供电公司","张楼供电所","张楼镇","10kV0113张海线","10kV005赵小庙线张楼镇张海村1号排灌变压器（2017年） 台架变","200",0,"红色"]
[3279,"成武县供电公司","张楼供电所","张楼镇","10kV008康董庄线","10kV008康董庄线张楼镇乔庄村8号排灌变压器（2017年）台架变","100",0,"红色"]
[3280,"成武县供电公司","张楼供电所","张楼镇","10kV005赵小庙线","10kV005赵小庙线张楼镇东黄海村2号排灌变压器（2017年）台架变","200",0,"红色"]
[3281,"成武县供电公司","张楼供电所","张楼镇","10kV005赵小庙线","张楼镇赵小庙村3号排灌变压器（2017年）","50",0,"红色"]
[3282,"成武县供电公司","张楼供电所","张楼镇","10kV005赵小庙线","10kV005赵小庙线张楼镇赵小庙村1号排灌变压器（2017年）台架变","200",0,"红色"]
[3283,"成武县供电公司","张楼供电所","张楼镇","10kV008康董庄线","10kV008康董庄线白浮图镇高堌堆村6号排灌变压器(2017年)台架变","200",0,"红色"]
[3284,"成武县供电公司","张楼供电所","张楼镇","10kV008康董庄线","10kV008康董庄线张楼镇张楼村3号排灌变压器（2017年）台架变","200",0,"红色"]
[3285,"成武县供电公司","张楼供电所","张楼镇","10kV005赵小庙线","10kV005赵小庙线张楼镇朱马庄村1号排灌变压器（2017年）台架变","100",0,"红色"]
[3286,"成武县供电公司","张楼供电所","张楼镇","10kV005赵小庙线","10kV005赵小庙线张楼镇西黄海村1号排灌变压器（2017年）台架变","200",0,"红色"]
[3287,"成武县供电公司","张楼供电所","张楼镇","10kV005赵小庙线","35kV张楼站10kV005赵小庙线张楼镇冀楼村3号排灌变压器（2017年）台架变","200",0,"红色"]
[3288,"成武县供电公司","张楼供电所","张楼镇","10kV008康董庄线","10kV004张乔线张楼镇大张楼村4号排灌变压器（2017年）台架变","100",0,"红色"]
[3289,"成武县供电公司","张楼供电所","张楼镇","10kV005赵小庙线","10kV005赵小庙线张楼镇赵小庙村2号排灌变压器（2017年）台架变","100",0,"红色"]
[3290,"成武县供电公司","张楼供电所","张楼镇","10kV008康董庄线","10kV008康董庄线张楼镇苗楼村9号排灌变压器（2017年）台架变","200",0,"红色"]
[3291,"成武县供电公司","张楼供电所","张楼镇","10kV008康董庄线","10kV008康董庄线张楼镇苗楼村2号排灌变压器（2017年）台架变","50",0,"红色"]
[3292,"成武县供电公司","张楼供电所","张楼镇","10kV008康董庄线","10kV008康董庄线张楼镇乔庄村6号排灌变压器（2017年）台架变","200",0,"红色"]
[3293,"成武县供电公司","张楼供电所","张楼镇","10kV008康董庄线","10kV008康董庄线张楼镇乔庄村5号排灌变压器（2017年）台架变","100",0,"红色"]
[3294,"成武县供电公司","张楼供电所","张楼镇","10kV0113张海线","10kV005赵小庙线张楼镇兰楼村3号排灌变压器（2017年）台架变","100",0,"红色"]
[3295,"成武县供电公司","张楼供电所","张楼镇","10kV008康董庄线","10kV008康董庄线张楼镇苗楼村4号排灌变压器（2017年）台架变","200",0,"红色"]
[3296,"成武县供电公司","张楼供电所","张楼镇","10kV008康董庄线","10kV008康董庄线张楼镇大张楼村6号排灌变压器（2017年）台架变","100",0,"红色"]
[3297,"成武县供电公司","张楼供电所","张楼镇","10kV008康董庄线","10kV008康董庄线张楼镇吕庄村1号排灌变压器（2017年）台架变","100",0,"红色"]
[3298,"成武县供电公司","张楼供电所","张楼镇","10kV大李楼线","10kV大李楼线张楼镇刘楼村4号排灌变压器（2017年）台架变","200",0,"红色"]
[3299,"成武县供电公司","张楼供电所","张楼镇","10kV008康董庄线","10kV008康董庄线张楼镇乔庄村4号排灌变压器（2017年）台架变","100",0,"红色"]
[3300,"成武县供电公司","张楼供电所","张楼镇","10kV008康董庄线","10kV008康董庄线张楼镇冯楼村6号排灌变压器（2017年）台架变","100",0,"红色"]
[3301,"成武县供电公司","张楼供电所","张楼镇","10kV005赵小庙线","10kV005赵小庙线张楼镇倪楼村2号排灌变压器（2017年）台架变","100",0,"红色"]
[3302,"成武县供电公司","张楼供电所","张楼镇","10kV008康董庄线","10kV008康董庄线张楼镇吕庄村3号排灌变压器（2017年）台架变","200",0,"红色"]
[3303,"成武县供电公司","张楼供电所","张楼镇","10kV008康董庄线","10kV008康董庄线张楼镇田楼村3号排灌变压器（2017年）台架变","100",0,"红色"]
[3304,"成武县供电公司","张楼供电所","张楼镇","10kV005赵小庙线","10kV005赵小庙线张楼镇张海村5号排灌变压器（2017年）台架变","100",0,"红色"]
[3305,"成武县供电公司","张楼供电所","张楼镇","10kV005赵小庙线","35kV张楼站10kV005赵小庙线张楼镇冀楼村1号排灌变压器（2017年）台架变","200",0,"红色"]
[3306,"成武县供电公司","张楼供电所","张楼镇","10kV005赵小庙线","35kV张楼站10kV005赵小庙线张楼镇马寺村2号排灌变压器（2017年）台架变","200",0,"红色"]
[3307,"成武县供电公司","张楼供电所","张楼镇","10kV004张桥线","10kV004张乔线张楼镇张楼村5号排灌变压器（2017年）台架变","100",0,"红色"]
[3308,"成武县供电公司","张楼供电所","张楼镇","10kV008康董庄线","10kV008康董庄线张楼镇吕庄村2号排灌变压器（2017年）台架变","100",0,"红色"]
[3309,"成武县供电公司","张楼供电所","张楼镇","10kV大李楼线","10kV大李楼线张楼镇刘楼村3号排灌变压器（2017年）台架变","200",0,"红色"]
[3310,"成武县供电公司","张楼供电所","张楼镇","10kV008康董庄线","10kV008康董庄线张楼镇苗楼村5号排灌变压器（2017年）台架变","200",0,"红色"]
[3311,"成武县供电公司","张楼供电所","张楼镇","10kV004张桥线","10kV004张乔线张楼镇张楼村8号排灌变压器（2017年）台架变","200",0,"红色"]
[3312,"成武县供电公司","张楼供电所","张楼镇","10kV006桃花线","阚庄北","200",0,"红色"]
[3313,"成武县供电公司","张楼供电所","张楼镇","10kV008康董庄线","10kV008康董庄线张楼镇田楼村2号排灌变压器（2017年）台架变","200",0,"红色"]
[3314,"成武县供电公司","张楼供电所","张楼镇","10kV005赵小庙线","张楼镇吕胡同村3号排灌变压器(2017年)","100",0,"红色"]
[3315,"成武县供电公司","张楼供电所","张楼镇","10kV008康董庄线","10kV008康董庄线张楼镇田楼村5号排灌变压器（2017年）台架变","200",0,"红色"]
[3316,"成武县供电公司","张楼供电所","张楼镇","10kV0113张海线","10kV005赵小庙线张楼镇兰楼村2号排灌变压器（2017年）台架变","200",0,"红色"]
[3317,"成武县供电公司","张楼供电所","张楼镇","10kV008康董庄线","10kV008康董庄线张楼镇吕庄村5号排灌变压器（2017年）台架变","200",0,"红色"]
[3318,"成武县供电公司","张楼供电所","张楼镇","10kV004张桥线","10kV004张乔线张楼镇张桥村1号排灌变压器（2017年）台架变","200",0,"红色"]
[3319,"成武县供电公司","张楼供电所","张楼镇","10kV0113张海线","10kV005赵小庙线张楼镇张海村3号排灌变压器（2017年）台架变","100",0,"红色"]
[3320,"成武县供电公司","张楼供电所","张楼镇","10kV008康董庄线","10kV008康董庄线张楼镇乔庄村7号排灌变压器（2017年）台架变","200",0,"红色"]
[3321,"成武县供电公司","张楼供电所","张楼镇","10kV005赵小庙线","10kV005赵小庙线张楼镇东黄海村1号排灌变压器（2017年）台架变","100",0,"红色"]
[3322,"成武县供电公司","张楼供电所","张楼镇","10kV004张桥线","张楼镇张楼村6号排灌变压器（2017年）","200",0,"红色"]
[3323,"成武县供电公司","张楼供电所","张楼镇","10kV005赵小庙线","10kV005赵小庙线张楼镇倪楼村6号排灌变压器（2017年）台架变","100",0,"红色"]
[3324,"成武县供电公司","张楼供电所","张楼镇","10kV004张桥线","10kV004张乔线张楼镇张桥村5号排灌变压器（2017年）台架变","200",0,"红色"]
[3325,"成武县供电公司","张楼供电所","张楼镇","10kV008康董庄线","10kV008康董庄线张楼镇苗楼村3号排灌变压器（2017年）台架变","200",0,"红色"]
[3326,"成武县供电公司","张楼供电所","张楼镇","10kV008康董庄线","10kV008康董庄线张楼镇许庄村4号排灌变压器（2017年）台架变","200",0,"红色"]
[3327,"成武县供电公司","张楼供电所","张楼镇","10kV005赵小庙线","10kV005赵小庙线张楼镇大赵庄村3号排灌变压器（2017年）台架变","100",0,"红色"]
[3328,"成武县供电公司","张楼供电所","张楼镇","10kV008康董庄线","10kV008康董庄线张楼镇大张楼村5号排灌变压器（2017年）台架变","100",0,"红色"]
[3329,"成武县供电公司","张楼供电所","张楼镇","10kV005赵小庙线","35kV张楼站10kV005赵小庙线张楼镇谭楼村2号排灌变压器（2017年）台架变","200",0,"红色"]
[3330,"成武县供电公司","张楼供电所","张楼镇","10kV008康董庄线","10kV008康董庄线白浮图镇高堌堆村5号排灌变压器(2017年)台架变","200",0,"红色"]
[3331,"成武县供电公司","张楼供电所","张楼镇","10kV008康董庄线","10kV008康董庄线白浮图镇高堌堆村4号排灌变压器(2017年)台架变","100",0,"红色"]
[3332,"成武县供电公司","张楼供电所","张楼镇","10kV004张桥线","10kV004张乔线张楼镇张桥村4号排灌变压器（2017年）台架变","200",0,"红色"]
[3333,"成武县供电公司","张楼供电所","张楼镇","10kV008康董庄线","10kV008康董庄线张楼镇苗楼村6号排灌变压器（2017年）台架变","100",0,"红色"]
[3334,"成武县供电公司","张楼供电所","张楼镇","10kV005赵小庙线","张楼镇张楼村1号排灌变压器（2017年）","100",0,"红色"]
[3335,"成武县供电公司","张楼供电所","张楼镇","10kV005赵小庙线","35kV张楼站10kV005赵小庙线张楼镇朱马庄村3号排灌变压器（2017年）台架变","200",0,"红色"]
[3336,"成武县供电公司","张楼供电所","张楼镇","10kV008康董庄线","10kV008康董庄线张楼镇许庄村1号排灌变压器（2017年）台架变","100",0,"红色"]
[3337,"成武县供电公司","张楼供电所","张楼镇","10kV0113张海线","10kV005赵小庙线张楼镇兰楼村1号排灌变压器（2017年）台架变","100",0,"红色"]
[3338,"成武县供电公司","张楼供电所","张楼镇","10kV大李楼线","10kV0108大李楼线张楼镇乔庄村2号排灌变压器（2017年）台架变","200",0,"红色"]
[3339,"成武县供电公司","张楼供电所","张楼镇","10kV004张桥线","10kV004张乔线张楼镇张桥村2号排灌变压器（2017年）台架变","200",0,"红色"]
[3340,"成武县供电公司","张楼供电所","张楼镇","10kV008康董庄线","10kV008康董庄线张楼镇许庄村3号排灌变压器（2017年）台架变","200",0,"红色"]
[3341,"成武县供电公司","张楼供电所","张楼镇","10kV005赵小庙线","10kV005赵小庙线张楼镇谭楼村1号排灌变压器（2017年）台架变","100",0,"红色"]
[3342,"成武县供电公司","张楼供电所","张楼镇","10kV008康董庄线","10kV004张乔线张楼镇大张楼村3号排灌变压器（2017年）台架变","200",0,"红色"]
[3343,"成武县供电公司","张楼供电所","张楼镇","10kV大李楼线","10kV大李楼线张楼镇乔庄村1号排灌变压器（2017年）台架变","100",0,"红色"]
[3344,"成武县供电公司","张楼供电所","张楼镇","10kV0113张海线","10kV005赵小庙线张楼镇张海村2号排灌变压器（2017年）台架变","100",0,"红色"]
[3345,"成武县供电公司","张楼供电所","张楼镇","10kV0113张海线","10kV005赵小庙线张楼镇大赵庄村1号排灌变压器（2017年）台架变","100",0,"红色"]
[3346,"成武县供电公司","张楼供电所","张楼镇","10kV005赵小庙线","10kV005赵小庙线张楼镇张楼村2号排灌变压器（2017年）台架变","200",0,"红色"]
[3347,"成武县供电公司","张楼供电所","张楼镇","10kV005赵小庙线","10kV005赵小庙线张楼镇倪楼村4号排灌变压器（2017年）台架变","200",0,"红色"]
[3348,"成武县供电公司","张楼供电所","张楼镇","10kV005赵小庙线","35kV张楼站10kV005赵小庙线张楼镇朱马庄村5号排灌变压器（2017年）台架变","200",0,"红色"]
[3349,"成武县供电公司","张楼供电所","张楼镇","10kV008康董庄线","10kV008康董庄线张楼镇石楼村4号排灌变压器（2017年）台架变","200",0,"红色"]
[3350,"成武县供电公司","张楼供电所","张楼镇","10kV006桃花线","薛谢庄南配变","200",0,"红色"]
[3351,"成武县供电公司","张楼供电所","张楼镇","10kV大李楼线","10kV大李楼线刘楼2号台架变","80",0,"红色"]
[3352,"成武县供电公司","张楼供电所","张楼镇","10kV006桃花线","薛谢庄中","200",0,"红色"]
[3353,"成武县供电公司","张楼供电所","张楼镇","10kV008康董庄线","10kV008康董庄线刘菜园东台架变","200",0,"红色"]
[3354,"成武县供电公司","张楼供电所","张楼镇","10kV004张桥线","10kV004张乔线朱坊#2台架变","100",0,"红色"]
[3355,"成武县供电公司","张楼供电所","张楼镇","10kV004张桥线","朱坊3号","200",0,"红色"]
[3356,"成武县供电公司","张楼供电所","张楼镇","10kV008康董庄线","双崮集村配电室","250",0,"红色"]
[3357,"成武县供电公司","张楼供电所","张楼镇","10kV008康董庄线","10kV008康董庄线王斗庄台架变","100",0,"红色"]
[3358,"成武县供电公司","张楼供电所","张楼镇","10kV006桃花线","10kV006桃花线秦滩集北台架变","200",0,"红色"]
[3359,"成武县供电公司","张楼供电所","张楼镇","10kV004张桥线","公用3号","160",0,"红色"]
[3360,"成武县供电公司","张楼供电所","张楼镇","10kV008康董庄线","10kV008康董庄线祝庄2号台架变","200",0,"红色"]
[3361,"成武县供电公司","张楼供电所","张楼镇","10kV008康董庄线","10kV008康董庄线张楼镇苗楼村8号排灌变压器（2017年）台架变","200",0,"红色"]
[3362,"成武县供电公司","张楼供电所","张楼镇","10kV005赵小庙线","10kV005赵小庙线倪楼东台架变","200",0,"红色"]
[3363,"成武县供电公司","张楼供电所","张楼镇","10kV006桃花线","秦滩集东","200",0,"红色"]
[3364,"成武县供电公司","张楼供电所","张楼镇","10kV006桃花线","秦滩集西#1","200",0,"红色"]
[3365,"成武县供电公司","张楼供电所","张楼镇","10kV006桃花线","35kV张楼站10kV006桃花线陈小庙村2号排灌台架变","100",0,"红色"]
[3366,"成武县供电公司","张楼供电所","张楼镇","10kV006桃花线","35kV张楼站10kV006桃花线秦刘庄村3号排灌台架变","100",0,"红色"]
[3367,"成武县供电公司","张楼供电所","张楼镇","10kV大李楼线","35kV张楼站10kV大李楼线大陈楼村4号排灌台架变","100",0,"红色"]
[3368,"成武县供电公司","张楼供电所","张楼镇","10kV006桃花线","35kV张楼站10kV006桃花线陈小庙村1号排灌台架变","100",0,"红色"]
[3369,"成武县供电公司","张楼供电所","张楼镇","10kV008康董庄线","10kV008康董庄线公用社区台架变","200",0,"红色"]
[3370,"成武县供电公司","张楼供电所","张楼镇","10kV004张桥线","10kV004张乔线张楼镇张楼村4号排灌变压器（2017年）台架变","100",0,"红色"]
[3371,"成武县供电公司","张楼供电所","张楼镇","10kV005赵小庙线","35kV张楼站10kV005赵小庙线张楼镇赵集村2号排灌变压器（2017年）台架变","200",0,"红色"]
[3372,"成武县供电公司","张楼供电所","张楼镇","10kV005赵小庙线","10kV005赵小庙线张楼镇赵集村3号排灌变压器（2017年）台架变","100",0,"红色"]
[3373,"成武县供电公司","张楼供电所","张楼镇","10kV008康董庄线","10kV008康董庄线张楼镇冯楼村1号排灌变压器（2017年）台架变","100",0,"红色"]
[3374,"成武县供电公司","张楼供电所","张楼镇","10kV005赵小庙线","10kV005赵小庙线张楼镇赵集村1号排灌变压器（2017年）台架变","100",0,"红色"]
[3375,"成武县供电公司","张楼供电所","张楼镇","10kV008康董庄线","10kV008康董庄线张楼镇冯楼村5号排灌变压器（2017年）台架变","100",0,"红色"]
[3376,"成武县供电公司","张楼供电所","张楼镇","10kV大李楼线","10kV大李楼线张楼镇刘楼村1号排灌变压器（2017年）台架变","200",0,"红色"]
[3377,"成武县供电公司","张楼供电所","张楼镇","10kV大李楼线","10kV大李楼线张楼镇刘楼村2号排灌变压器（2017年）台架变","200",0,"红色"]
[3378,"成武县供电公司","张楼供电所","张楼镇","10kV大李楼线","10kV大李楼线张楼镇石楼村1号排灌变压器（2017年）台架变","100",0,"红色"]
[3379,"成武县供电公司","张楼供电所","张楼镇","10kV005赵小庙线","10kV005赵小庙线张楼镇朱马庄村6号排灌变压器（2017年）台架变","100",0,"红色"]
[3380,"成武县供电公司","张楼供电所","张楼镇","10kV005赵小庙线","35kV张楼站10kV005赵小庙线张楼镇倪楼村5号排灌变压器（2017年）台架变","200",0,"红色"]
[3381,"成武县供电公司","张楼供电所","张楼镇","10kV005赵小庙线","10kV005赵小庙线张楼镇朱马庄村4号排灌变压器（2017年）台架变","100",0,"红色"]
[3382,"成武县供电公司","张楼供电所","张楼镇","10kV008康董庄线","10kV008康董庄线张楼镇冯楼村3号排灌变压器（2017年）台架变","100",0,"红色"]
[3383,"成武县供电公司","张楼供电所","张楼镇","10kV005赵小庙线","马庄村配电室","200",0,"红色"]
[3384,"成武县供电公司","张楼供电所","张楼镇","10kV008康董庄线","鲁庄","200",0,"红色"]
[3385,"成武县供电公司","张楼供电所","张楼镇","10kV006桃花线","秦刘庄","200",0,"红色"]
[3386,"成武县供电公司","张楼供电所","张楼镇","10kV006桃花线","35kV张楼站10kV006桃花线郭时杜2号台架变","400",0,"红色"]
[3387,"成武县供电公司","张楼供电所","张楼镇","10kV0113张海线","大赵庄村配电室","200",0,"红色"]
[3388,"成武县供电公司","张楼供电所","张楼镇","10kV005赵小庙线","冀楼村配电室","200",0,"红色"]
[3389,"成武县供电公司","张楼供电所","张楼镇","10kV008康董庄线","10kV008康董庄线高堌堆中台架变","200",0,"红色"]
[3390,"成武县供电公司","张楼供电所","张楼镇","10kV008康董庄线","冯楼村配电室","200",0,"红色"]
[3391,"成武县供电公司","张楼供电所","张楼镇","10kV006桃花线","薛谢北","200",0,"红色"]
[3392,"成武县供电公司","张楼供电所","张楼镇","10kV008康董庄线","10kV008康董庄线苗楼东台架变","200",0,"红色"]
[3393,"成武县供电公司","张楼供电所","张楼镇","10kV005赵小庙线","东朱庄","200",0,"红色"]
[3394,"成武县供电公司","张楼供电所","张楼镇","10kV004张桥线","35kV张楼站10kV004张乔线前张桥台架变","400",0,"红色"]
[3395,"成武县供电公司","张楼供电所","张楼镇","10kV004张桥线","公用2号","315",0,"红色"]
[3396,"成武县供电公司","张楼供电所","张楼镇","10kV004张桥线","10kV004张乔线004王庄台架变","400",0,"红色"]
[3397,"成武县供电公司","张楼供电所","张楼镇","10kV006桃花线","小赵庄","200",0,"红色"]
[3398,"成武县供电公司","张楼供电所","张楼镇","10kV008康董庄线","10kV008康董庄线李店子#2台架变","200",0,"红色"]
[3399,"成武县供电公司","张楼供电所","张楼镇","10kV006桃花线","阚庄东2号","315",0,"红色"]
[3400,"成武县供电公司","张楼供电所","张楼镇","10kV008康董庄线","10kV008康董庄线张楼镇乔庄村3号排灌变压器（2017年）台架变","200",0,"红色"]
[3401,"成武县供电公司","张楼供电所","张楼镇","10kV005赵小庙线","10kV005赵小庙线冀楼东配变村台架变","200",0,"红色"]
[3402,"成武县供电公司","张楼供电所","张楼镇","10kV004张桥线","10kV004张乔线公用5号台架变","200",0,"红色"]
[3403,"成武县供电公司","张楼供电所","张楼镇","10kV008康董庄线","10kV008康董庄线田楼2号台架变","200",0,"红色"]
[3404,"成武县供电公司","张楼供电所","张楼镇","10kV005赵小庙线","后赵集村配电室","200",0,"红色"]
[3405,"成武县供电公司","张楼供电所","张楼镇","10kV006桃花线","秦刘庄中","200",0,"红色"]
[3406,"成武县供电公司","张楼供电所","张楼镇","10kV008康董庄线","35kV张楼站10kV008康董庄线高堌堆2号台架变","200",0,"红色"]
[3407,"成武县供电公司","张楼供电所","张楼镇","10kV008康董庄线","徐老家村配电室","200",0,"红色"]
[3408,"成武县供电公司","张楼供电所","张楼镇","10kV008康董庄线","甄庄#1","200",0,"红色"]
[3409,"成武县供电公司","张楼供电所","张楼镇","10kV005赵小庙线","10kV005赵小庙线赵小庙#3台架变","200",0,"红色"]
[3410,"成武县供电公司","张楼供电所","张楼镇","10kV0113张海线","10kV005赵小庙线兰楼2号台架变","200",0,"红色"]
[3411,"成武县供电公司","张楼供电所","张楼镇","10kV008康董庄线","10kV008康董庄线双堌集2号台架变","200",0,"红色"]
[3412,"成武县供电公司","张楼供电所","张楼镇","10kV008康董庄线","扬庄村配电室","200",0,"红色"]
[3413,"成武县供电公司","张楼供电所","张楼镇","10kV006桃花线","秦滩集南","200",0,"红色"]
[3414,"成武县供电公司","张楼供电所","张楼镇","10kV008康董庄线","10kV008康董庄线乔庄#2台架变","200",0,"红色"]
[3415,"成武县供电公司","张楼供电所","张楼镇","10kV006桃花线","薛谢庄东","200",0,"红色"]
[3416,"成武县供电公司","张楼供电所","张楼镇","10kV006桃花线","陈小庙北","200",0,"红色"]
[3417,"成武县供电公司","张楼供电所","张楼镇","10kV006桃花线","小陈楼北","200",0,"红色"]
[3418,"成武县供电公司","张楼供电所","张楼镇","10kV008康董庄线","35kV张楼站10kV008康董庄线许庄社区1号箱变","630",0,"红色"]
[3419,"成武县供电公司","张楼供电所","张楼镇","10kV006桃花线","35kV张楼变电站10kV006桃花线阚庄西3号变压器","200",0,"红色"]
[3420,"成武县供电公司","张楼供电所","张楼镇","10kV006桃花线","35kV张楼变电站10kV006桃花线阚庄东3号变压器","200",0,"红色"]
[3421,"成武县供电公司","张楼供电所","张楼镇","10kV008康董庄线","杨庄2号村配电室","200",0,"红色"]
[3422,"成武县供电公司","张楼供电所","张楼镇","10kV004张桥线","10kV004张乔线刘坡台架变","200",0,"红色"]
[3423,"成武县供电公司","张楼供电所","张楼镇","10kV005赵小庙线","谭楼南村配电室","80",0,"红色"]
[3424,"成武县供电公司","张楼供电所","张楼镇","10kV005赵小庙线","10kV005赵小庙线后马寺台架变","200",0,"红色"]
[3425,"成武县供电公司","张楼供电所","张楼镇","10kV005赵小庙线","赵小庙村配电室","200",0,"红色"]
[3426,"成武县供电公司","张楼供电所","张楼镇","10kV大李楼线","石楼村配电室","200",0,"红色"]
[3427,"成武县供电公司","张楼供电所","张楼镇","10kV008康董庄线","10kV008康董庄线前王桥台架变","200",0,"红色"]
[3428,"成武县供电公司","张楼供电所","张楼镇","10kV006桃花线","郑庄","200",0,"红色"]
[3429,"成武县供电公司","张楼供电所","张楼镇","10kV006桃花线","阚庄西2号","315",0,"红色"]
[3430,"成武县供电公司","张楼供电所","张楼镇","10kV008康董庄线","10kV008康董庄线苗楼王庄东台架变","200",0,"红色"]
[3431,"成武县供电公司","张楼供电所","张楼镇","10kV006桃花线","小陈楼","200",0,"红色"]
[3432,"成武县供电公司","张楼供电所","张楼镇","10kV008康董庄线","康董庄","200",0,"红色"]
[3433,"成武县供电公司","张楼供电所","张楼镇","10kV大李楼线","10kV大李楼线大陈楼","160",0,"红色"]
[3434,"成武县供电公司","张楼供电所","张楼镇","10kV004张桥线","10kV008康董庄线公用4号台架变","200",0,"红色"]
[3435,"成武县供电公司","张楼供电所","张楼镇","10kV006桃花线","35kV张楼站10kV006桃花线阚庄北2号台架变","400",0,"红色"]
[3436,"成武县供电公司","张楼供电所","张楼镇","10kV006桃花线","大郭庄西","200",0,"红色"]
[3437,"成武县供电公司","张楼供电所","张楼镇","10kV004张桥线","10kV004张乔线前张桥3号台架变","200",0,"红色"]
[3438,"成武县供电公司","张楼供电所","张楼镇","10kV005赵小庙线","马庄2号村配电室","200",0,"红色"]
[3439,"成武县供电公司","张楼供电所","张楼镇","10kV005赵小庙线","10kV005赵小庙线东黄海南台架变","200",0,"红色"]
[3440,"成武县供电公司","张楼供电所","张楼镇","10kV005赵小庙线","10kV005赵小庙线吕胡同南台架变","200",0,"红色"]
[3441,"成武县供电公司","张楼供电所","张楼镇","10kV005赵小庙线","10kV005赵小庙线吕胡同西台架变","200",0,"红色"]
[3442,"成武县供电公司","张楼供电所","张楼镇","10kV004张桥线","35kV张楼站10kV004张乔线公用菜市台架变","200",0,"红色"]
[3443,"成武县供电公司","张楼供电所","张楼镇","10kV0113张海线","大赵庄西南","200",0,"红色"]
[3444,"成武县供电公司","张楼供电所","张楼镇","10kV0113张海线","大赵庄中","400",0,"红色"]
[3445,"成武县供电公司","张楼供电所","张楼镇","10kV004张桥线","35kV张楼变电站10kV004张乔线白浮图镇张土楼2号排灌变压器（2017）","100",0,"红色"]
[3446,"成武县供电公司","张楼供电所","张楼镇","10kV004张桥线","35kV张楼变电站10kV004张乔线白浮图镇张土楼3号排灌变压器（2017）","200",0,"红色"]
[3447,"成武县供电公司","张楼供电所","张楼镇","10kV004张桥线","35kV张楼变电站10kV004张乔线白浮图镇张土楼1号排灌变压器（2017）","200",0,"红色"]
[3448,"成武县供电公司","张楼供电所","张楼镇","10kV008康董庄线","35kV张楼站10kV008康董庄线许庄社区2号台架变","400",0,"红色"]
[3449,"成武县供电公司","张楼供电所","张楼镇","10kV008康董庄线","35kV张楼站10kV008康董庄线许庄社区4号台架变","400",0,"红色"]
[3450,"成武县供电公司","张楼供电所","张楼镇","10kV005赵小庙线","35kV张楼站10kV005赵小庙线倪楼南台架变","200",0,"红色"]
[3451,"成武县供电公司","张楼供电所","张楼镇","10kV008康董庄线","35kV张楼站10kV008康董庄线许庄社区2号箱变","630",0,"红色"]
[3452,"成武县供电公司","张楼供电所","张楼镇","10kV008康董庄线","35kV张楼站10kV008康董庄线许庄社区5号台架变","400",0,"红色"]
[3453,"成武县供电公司","张楼供电所","张楼镇","10kV008康董庄线","35kV张楼站10kV008康董庄线许庄社区1号台架变","400",0,"红色"]
[3454,"成武县供电公司","张楼供电所","张楼镇","10kV008康董庄线","35kV张楼站10kV008康董庄线许庄社区3号台架变","400",0,"红色"]
[3455,"成武县供电公司","张楼供电所","张楼镇","10kV006桃花线","陈小庙南","200",0,"红色"]
[3456,"成武县供电公司","张楼供电所","张楼镇","10kV0113张海线","张海村配电室","200",0,"红色"]
[3457,"成武县供电公司","张楼供电所","张楼镇","10kV008康董庄线","10kV008康董庄线李园北台架变","200",0,"红色"]
[3458,"成武县供电公司","张楼供电所","张楼镇","10kV0113张海线","10kV005赵小庙线 双庙集台架变","200",0,"红色"]
[3459,"成武县供电公司","张楼供电所","张楼镇","10kV005赵小庙线","10kV005赵小庙线赵小楼2号台架变","200",0,"红色"]
[3460,"成武县供电公司","张楼供电所","张楼镇","10kV004张桥线","35kV张楼变电站10kV004张乔线后张桥西变压器","200",0,"红色"]
[3461,"成武县供电公司","张楼供电所","张楼镇","10kV004张桥线","后张桥2号","200",0,"红色"]
[3462,"成武县供电公司","张楼供电所","张楼镇","10kV008康董庄线","10kV008康董庄线王桥南台架变","100",0,"红色"]
[3463,"成武县供电公司","张楼供电所","张楼镇","10kV006桃花线","陈小庙","200",0,"红色"]
[3464,"成武县供电公司","张楼供电所","张楼镇","10kV005赵小庙线","10kV005赵小庙线吕胡同台架变","200",0,"红色"]
[3465,"成武县供电公司","张楼供电所","张楼镇","10kV005赵小庙线","10kV005赵小庙线前马寺2号台架变","200",0,"红色"]
[3466,"成武县供电公司","张楼供电所","张楼镇","10kV005赵小庙线","孙庄","400",0,"红色"]
[3467,"成武县供电公司","张楼供电所","张楼镇","10kV005赵小庙线","倪楼北配变村配电室","200",0,"红色"]
[3468,"成武县供电公司","张楼供电所","张楼镇","10kV008康董庄线","冯岗村配电室","200",0,"红色"]
[3469,"成武县供电公司","张楼供电所","张楼镇","10kV006桃花线","10kV006桃花线陈小庙东台架变","200",0,"红色"]
[3470,"成武县供电公司","张楼供电所","张楼镇","10kV008康董庄线","新张楼村配电室","200",0,"红色"]
[3471,"成武县供电公司","张楼供电所","张楼镇","10kV008康董庄线","10kV008康董庄线康董庄2号台架变","200",0,"红色"]
[3472,"成武县供电公司","张楼供电所","张楼镇","10kV008康董庄线","35kV张楼站10kV008康董庄线高崮堆3号台架变","400",0,"红色"]
[3473,"成武县供电公司","张楼供电所","张楼镇","10kV004张桥线","10kV004张乔线小张楼北台架变","200",0,"红色"]
[3474,"成武县供电公司","张楼供电所","张楼镇","10kV006桃花线","大郭庄2","160",0,"红色"]
[3475,"成武县供电公司","张楼供电所","张楼镇","10kV008康董庄线","李庄","200",0,"红色"]
[3476,"成武县供电公司","张楼供电所","张楼镇","10kV004张桥线","公用6号","200",0,"红色"]
[3477,"成武县供电公司","张楼供电所","张楼镇","10kV0113张海线","10kV005赵小庙线孔集北台架变","200",0,"红色"]
[3478,"成武县供电公司","张楼供电所","张楼镇","10kV0113张海线","35kV张楼变电站10kV005赵小庙线徐庄变压器","400",0,"红色"]
[3479,"成武县供电公司","张楼供电所","张楼镇","10kV005赵小庙线","10kV005赵小庙线张楼镇张海村4号排灌变压器（2017年）台架变","100",0,"红色"]
[3480,"成武县供电公司","张楼供电所","张楼镇","10kV006桃花线","小张庄","200",0,"红色"]
[3481,"成武县供电公司","张楼供电所","张楼镇","10kV大李楼线","35kV张楼站10kV大李楼线胡庄西台架变","400",0,"红色"]
[3482,"成武县供电公司","张楼供电所","张楼镇","10kV006桃花线","张楼镇吕胡同村1号排灌变压器（2017）","100",0,"红色"]
[3483,"成武县供电公司","张楼供电所","张楼镇","10kV005赵小庙线","35kV张楼变电站10kV005赵小庙线张楼镇倪楼村3号排灌变压器（2017）","100",0,"红色"]
[3484,"成武县供电公司","张楼供电所","张楼镇","10kV005赵小庙线","35kV张楼站10kV005赵小庙线前马寺东南台架变","200",0,"红色"]
[3485,"成武县供电公司","张楼供电所","张楼镇","10kV006桃花线","35kV张楼变电站10kV006桃花线张楼镇吕胡同村2号排灌变压器（2017）","100",0,"红色"]
[3486,"成武县供电公司","张楼供电所","张楼镇","10kV006桃花线","35kV张楼变电站10kV006桃花线小张庄西变压器","200",0,"红色"]
[3487,"成武县供电公司","张楼供电所","张楼镇","10kV008康董庄线","10kV008康董庄线大张楼社区2号台架变","400",0,"红色"]
[3488,"成武县供电公司","张楼供电所","张楼镇","10kV008康董庄线","10kV008康董庄线大张楼社区4号台架变","400",0,"红色"]
[3489,"成武县供电公司","张楼供电所","张楼镇","10kV008康董庄线","10kV008康董庄线大张楼社区1号台架变","400",0,"红色"]
[3490,"成武县供电公司","张楼供电所","张楼镇","10kV008康董庄线","10kV008康董庄线大张楼社区3号台架变","400",0,"红色"]
[3491,"成武县供电公司","张楼供电所","张楼镇","10kV005赵小庙线","35kV张楼站10kV005赵小庙线张楼镇东黄海3号排灌台架变","200",0,"红色"]
[3492,"成武县供电公司","张楼供电所","张楼镇","10kV大李楼线","35kV张楼站10kV大李楼线大陈楼东台架变","200",0,"红色"]
[3493,"成武县供电公司","张楼供电所","张楼镇","10kV008康董庄线","张楼站10kV康董庄线张楼大街南柱上变","400",0,"红色"]
[3494,"成武县供电公司","张楼供电所","张楼镇","10kV005赵小庙线","35kV张楼站10kV赵小庙线西黄海2号柱上变","200",0,"红色"]
[3495,"成武县供电公司","白浮图供电所","白浮图镇","35kV白浮站10kV007刘堂线","35kV白浮站10kV刘堂线刘堂东台架变1","400",0,"红色"]
[3496,"成武县供电公司","白浮图供电所","白浮图镇","35kV白浮站10kV008吕洼线","35kV白浮站10kV吕洼线白浮北4台架变1","400",0,"红色"]
[3497,"成武县供电公司","白浮图供电所","白浮图镇","35kV白浮站10kV007刘堂线","35kV白浮站10kV刘堂线刘堂南5台架变","400",0,"红色"]
[3498,"成武县供电公司","白浮图供电所","白浮图镇","35kV白浮站10kV004崔庄线","35kV白浮站10kV崔庄线刘庄南柱上变","200",0,"红色"]
[3499,"成武县供电公司","白浮图供电所","白浮图镇","35kV白浮站10kV008吕洼线","35kV白浮站10kV吕洼线李河西台架变","400",0,"红色"]
[3500,"成武县供电公司","白浮图供电所","白浮图镇","35kV白浮站10kV李双楼线","35kV白浮站10kV李双楼线乔海台架变","400",0,"红色"]
[3501,"成武县供电公司","白浮图供电所","白浮图镇","35kV白浮站10kV004崔庄线","35kV白浮站10kV崔庄线宋庄西柱上变","200",0,"红色"]
[3502,"成武县供电公司","白浮图供电所","白浮图镇","35kV白浮站10kV004崔庄线","35kV白浮站10kV崔庄线田庄柱上变","200",0,"红色"]
[3503,"成武县供电公司","白浮图供电所","白浮图镇","35kV白浮站10kV004崔庄线","35kV白浮站10kV崔庄线侯寨柱上变","200",0,"红色"]
[3504,"成武县供电公司","白浮图供电所","白浮图镇","35kV白浮站10kV004崔庄线","35kV白浮站10kV崔庄线盐场1#柱上变","200",0,"红色"]
[3505,"成武县供电公司","白浮图供电所","白浮图镇","35kV白浮站10kV004崔庄线","35kV白浮站10kV崔庄线陈楼3#柱上变","200",0,"红色"]
[3506,"成武县供电公司","白浮图供电所","白浮图镇","35kV白浮站10kV李双楼线","35kV白浮站10kV李双楼线谢海西柱上变","200",0,"红色"]
[3507,"成武县供电公司","白浮图供电所","白浮图镇","35kV白浮站10kV004崔庄线","35kV白浮站10kV崔庄线崔庄柱上变","200",0,"红色"]
[3508,"成武县供电公司","白浮图供电所","白浮图镇","35kV白浮站10kV004崔庄线","35kV白浮站10kV崔庄线邱宋庄柱上变","200",0,"红色"]
[3509,"成武县供电公司","白浮图供电所","白浮图镇","35kV白浮站10kV007刘堂线","35kV白浮站10kV刘堂线权楼柱上变","200",0,"红色"]
[3510,"成武县供电公司","白浮图供电所","白浮图镇","35kV白浮站10kV007刘堂线","35kV白浮站10kV刘堂线刘堂柱上变","200",0,"红色"]
[3511,"成武县供电公司","白浮图供电所","白浮图镇","35kV白浮站10kV007刘堂线","35kV白浮站10kV刘堂线刘庄北柱上变","200",0,"红色"]
[3512,"成武县供电公司","白浮图供电所","白浮图镇","35kV白浮站10kV0106孙庙线","35kV白浮站10kV孙庙线周油坊台架变","200",0,"红色"]
[3513,"成武县供电公司","白浮图供电所","白浮图镇","35kV白浮站10kV李双楼线","35kV白浮站10kV孙庙线刘土城南台架变","500",0,"红色"]
[3514,"成武县供电公司","白浮图供电所","白浮图镇","35kV白浮站10kV0106孙庙线","35kV白浮站10kV孙庙线贾早行3号台架变","200",0,"红色"]
[3515,"成武县供电公司","白浮图供电所","白浮图镇","35kV白浮站10kV007刘堂线","35kV白浮站10kV刘堂线刘堂西台架变","400",0,"红色"]
[3516,"成武县供电公司","白浮图供电所","白浮图镇","35kV白浮站10kV李双楼线","35kV白浮站10kV孙庙线刘土城西台架变","500",0,"红色"]
[3517,"成武县供电公司","白浮图供电所","白浮图镇","35kV白浮站10kV李双楼线","35kV白浮站10kV李双楼线于庄村9号台架变","400",0,"红色"]
[3518,"成武县供电公司","白浮图供电所","白浮图镇","35kV白浮站10kV李双楼线","梁寨东","200",0,"红色"]
[3519,"成武县供电公司","白浮图供电所","白浮图镇","35kV白浮站10kV008吕洼线","10kV008吕洼线李楼#3台架变","400",0,"红色"]
[3520,"成武县供电公司","白浮图供电所","白浮图镇","35kV白浮站10kV004崔庄线","盐场4#","200",0,"红色"]
[3521,"成武县供电公司","白浮图供电所","白浮图镇","35kV白浮站10kV李双楼线","10kV0108李双楼线臧庄台架变","200",0,"红色"]
[3522,"成武县供电公司","白浮图供电所","白浮图镇","35kV白浮站10kV008吕洼线","10kV008吕洼线白浮图镇张庄村4号排灌变压器(2017)台架变","100",0,"红色"]
[3523,"成武县供电公司","白浮图供电所","白浮图镇","35kV白浮站10kV007刘堂线","张土楼3#","200",0,"红色"]
[3524,"成武县供电公司","白浮图供电所","白浮图镇","35kV白浮站10kV李双楼线","谢庄南村配电室","200",0,"红色"]
[3525,"成武县供电公司","白浮图供电所","白浮图镇","35kV白浮站10kV李双楼线","李双楼","200",0,"红色"]
[3526,"成武县供电公司","白浮图供电所","白浮图镇","35kV白浮站10kV李双楼线","候楼","200",0,"红色"]
[3527,"成武县供电公司","白浮图供电所","白浮图镇","35kV白浮站10kV李双楼线","刘土城村北2配电室","200",0,"红色"]
[3528,"成武县供电公司","白浮图供电所","白浮图镇","35kV白浮站10kV008吕洼线","10kV008吕洼线苏李庄台架变","400",0,"红色"]
[3529,"成武县供电公司","白浮图供电所","白浮图镇","35kV白浮站10kV李双楼线","朱集2#","400",0,"红色"]
[3530,"成武县供电公司","白浮图供电所","白浮图镇","35kV白浮站10kV008吕洼线","10kV008吕洼线齐庙台架变","200",0,"红色"]
[3531,"成武县供电公司","白浮图供电所","白浮图镇","35kV白浮站10kV004崔庄线","10kV004崔庄线田小楼#2台架变","200",0,"红色"]
[3532,"成武县供电公司","白浮图供电所","白浮图镇","35kV白浮站10kV007刘堂线","戚庄","100",0,"红色"]
[3533,"成武县供电公司","白浮图供电所","白浮图镇","35kV白浮站10kV008吕洼线","10kV008吕洼线张庄南煤改电台架变","400",0,"红色"]
[3534,"成武县供电公司","白浮图供电所","白浮图镇","35kV白浮站10kV0106孙庙线","侯王庄西","200",0,"红色"]
[3535,"成武县供电公司","白浮图供电所","白浮图镇","35kV白浮站10kV007刘堂线","巴庄2#","200",0,"红色"]
[3536,"成武县供电公司","白浮图供电所","白浮图镇","35kV白浮站10kV004崔庄线","10kV004崔庄线邱宋庄东台架变","200",0,"红色"]
[3537,"成武县供电公司","白浮图供电所","白浮图镇","35kV白浮站10kV007刘堂线","丁庄3#","200",0,"红色"]
[3538,"成武县供电公司","白浮图供电所","白浮图镇","35kV白浮站10kV李双楼线","朱集南照明","400",0,"红色"]
[3539,"成武县供电公司","白浮图供电所","白浮图镇","35kV白浮站10kV0106孙庙线","35kV白浮变电站10kV005孙庙线魏庄2#变压器","200",0,"红色"]
[3540,"成武县供电公司","白浮图供电所","白浮图镇","35kV白浮站10kV0106孙庙线","田海东3号","200",0,"红色"]
[3541,"成武县供电公司","白浮图供电所","白浮图镇","35kV白浮站10kV007刘堂线","白浮图镇高堌堆村1号排灌变压器(2017年)","200",0,"红色"]
[3542,"成武县供电公司","白浮图供电所","白浮图镇","35kV白浮站10kV004崔庄线","白浮图镇当典村7号排灌变压器(2017)","200",0,"红色"]
[3543,"成武县供电公司","白浮图供电所","白浮图镇","35kV白浮站10kV004崔庄线","宋庄2#","200",0,"红色"]
[3544,"成武县供电公司","白浮图供电所","白浮图镇","35kV白浮站10kV008吕洼线","10kV008吕洼线齐庙#2台架变","200",0,"红色"]
[3545,"成武县供电公司","白浮图供电所","白浮图镇","35kV白浮站10kV李双楼线","10kV0108李双楼线郝寨南台架变","200",0,"红色"]
[3546,"成武县供电公司","白浮图供电所","白浮图镇","35kV白浮站10kV007刘堂线","张土楼2#","200",0,"红色"]
[3547,"成武县供电公司","白浮图供电所","白浮图镇","35kV白浮站10kV007刘堂线","10kV007刘堂线白浮南7#煤改电台架变","400",0,"红色"]
[3548,"成武县供电公司","白浮图供电所","白浮图镇","35kV白浮站10kV李双楼线","35kV白浮站10kV005孙庙线河里王#3台架变","400",0,"红色"]
[3549,"成武县供电公司","白浮图供电所","白浮图镇","35kV白浮站10kV李双楼线","10kV0108李双楼线董庄4#煤改电台架变","400",0,"红色"]
[3550,"成武县供电公司","白浮图供电所","白浮图镇","35kV白浮站10kV0106孙庙线","10kV005孙庙线小吴庄3#煤改电台架变","400",0,"红色"]
[3551,"成武县供电公司","白浮图供电所","白浮图镇","35kV白浮站10kV李双楼线","10kV0108李双楼线侯楼#2煤改电台架变","400",0,"红色"]
[3552,"成武县供电公司","白浮图供电所","白浮图镇","35kV白浮站10kV004崔庄线","徐官庄新村1号","400",0,"红色"]
[3553,"成武县供电公司","白浮图供电所","白浮图镇","35kV白浮站10kV008吕洼线","李楼扶贫车间","200",0,"红色"]
[3554,"成武县供电公司","白浮图供电所","白浮图镇","35kV白浮站10kV0106孙庙线","田海西3号","200",0,"红色"]
[3555,"成武县供电公司","白浮图供电所","白浮图镇","35kV白浮站10kV008吕洼线","白浮南","400",0,"红色"]
[3556,"成武县供电公司","白浮图供电所","白浮图镇","35kV白浮站10kV李双楼线","10kV005孙庙线陈寨(刘土城）台架变","200",0,"红色"]
[3557,"成武县供电公司","白浮图供电所","白浮图镇","35kV白浮站10kV0106孙庙线","10kV005孙庙线孙庙#4台架变","200",0,"红色"]
[3558,"成武县供电公司","白浮图供电所","白浮图镇","35kV白浮站10kV004崔庄线","宋庄","200",0,"红色"]
[3559,"成武县供电公司","白浮图供电所","白浮图镇","35kV白浮站10kV008吕洼线","35kV白浮变电站10kV008吕洼线吕洼变压器","200",0,"红色"]
[3560,"成武县供电公司","白浮图供电所","白浮图镇","35kV白浮站10kV004崔庄线","赵坑东","200",0,"红色"]
[3561,"成武县供电公司","白浮图供电所","白浮图镇","35kV白浮站10kV004崔庄线","齐楼东","200",0,"红色"]
[3562,"成武县供电公司","白浮图供电所","白浮图镇","35kV白浮站10kV004崔庄线","当典2#","200",0,"红色"]
[3563,"成武县供电公司","白浮图供电所","白浮图镇","35kV白浮站10kV004崔庄线","当典","80",0,"红色"]
[3564,"成武县供电公司","白浮图供电所","白浮图镇","35kV白浮站10kV008吕洼线","贾楼村配电室","160",0,"红色"]
[3565,"成武县供电公司","白浮图供电所","白浮图镇","35kV白浮站10kV李双楼线","董庄2#","200",0,"红色"]
[3566,"成武县供电公司","白浮图供电所","白浮图镇","35kV白浮站10kV李双楼线","10kV005孙庙线谢庄北东台架变","100",0,"红色"]
[3567,"成武县供电公司","白浮图供电所","白浮图镇","35kV白浮站10kV007刘堂线","后戚庄","200",0,"红色"]
[3568,"成武县供电公司","白浮图供电所","白浮图镇","35kV白浮站10kV李双楼线","10kV005孙庙线谢庄南#2台架变","200",0,"红色"]
[3569,"成武县供电公司","白浮图供电所","白浮图镇","35kV白浮站10kV0106孙庙线","35kV白浮变电站10kV005孙庙线孙庙北变压器","200",0,"红色"]
[3570,"成武县供电公司","白浮图供电所","白浮图镇","35kV白浮站10kV李双楼线","35kV白浮变电站10kV0108李双楼线董庄3#变压器","200",0,"红色"]
[3571,"成武县供电公司","白浮图供电所","白浮图镇","35kV白浮站10kV004崔庄线","白浮图镇当典村2号排灌变压器(2017)","100",0,"红色"]
[3572,"成武县供电公司","白浮图供电所","白浮图镇","35kV白浮站10kV李双楼线","10kV005孙庙线白浮图镇谢庄村4号排灌变压器(2017)台架变","200",0,"红色"]
[3573,"成武县供电公司","白浮图供电所","白浮图镇","35kV白浮站10kV0106孙庙线","白浮图镇陈庄村2号排灌变压器(2017)","200",0,"红色"]
[3574,"成武县供电公司","白浮图供电所","白浮图镇","35kV白浮站10kV007刘堂线","白浮图镇刘堂村3号排灌变压器(2017)","100",0,"红色"]
[3575,"成武县供电公司","白浮图供电所","白浮图镇","35kV白浮站10kV007刘堂线","刘堂南3#","400",0,"红色"]
[3576,"成武县供电公司","白浮图供电所","白浮图镇","35kV白浮站10kV008吕洼线","10kV008吕洼线刘铺#2台架变","200",0,"红色"]
[3577,"成武县供电公司","白浮图供电所","白浮图镇","35kV白浮站10kV0106孙庙线","小吴庄杨庄","200",0,"红色"]
[3578,"成武县供电公司","白浮图供电所","白浮图镇","35kV白浮站10kV008吕洼线","10kV008吕洼线白浮图镇白浮图村1号排灌变压器(2017)台架变","200",0,"红色"]
[3579,"成武县供电公司","白浮图供电所","白浮图镇","35kV白浮站10kV008吕洼线","李河1","160",0,"红色"]
[3580,"成武县供电公司","白浮图供电所","白浮图镇","35kV白浮站10kV008吕洼线","35kV白浮变电站10kV008吕洼线李楼#5台架变","400",0,"红色"]
[3581,"成武县供电公司","白浮图供电所","白浮图镇","35kV白浮站10kV0106孙庙线","35kV白浮变电站10kV005孙庙线袁庄变压器","200",0,"红色"]
[3582,"成武县供电公司","白浮图供电所","白浮图镇","35kV白浮站10kV李双楼线","10kV005孙庙线白浮图镇苏阁村4号排灌变压器(2017)台架变","100",0,"红色"]
[3583,"成武县供电公司","白浮图供电所","白浮图镇","35kV白浮站10kV李双楼线","10kV005孙庙线白浮图镇河里王村3号排灌变压器(2017)台架变","200",0,"红色"]
[3584,"成武县供电公司","白浮图供电所","白浮图镇","35kV白浮站10kV李双楼线","10kV005孙庙线白浮图镇刘土城村9号排灌变压器(2017)台架变","100",0,"红色"]
[3585,"成武县供电公司","白浮图供电所","白浮图镇","35kV白浮站10kV004崔庄线","白浮图镇宋庄村7号排灌变压器(2017)","200",0,"红色"]
[3586,"成武县供电公司","白浮图供电所","白浮图镇","35kV白浮站10kV李双楼线","10kV0108李双楼线白浮图镇于庄村1号排灌变压器(2017)台架变","200",0,"红色"]
[3587,"成武县供电公司","白浮图供电所","白浮图镇","35kV白浮站10kV008吕洼线","10kV008吕洼线白浮图镇李楼村3号排灌变压器(2017)台架变","200",0,"红色"]
[3588,"成武县供电公司","白浮图供电所","白浮图镇","35kV白浮站10kV李双楼线","10kV005孙庙线白浮图镇刘土城村7号排灌变压器(2017)台架变","100",0,"红色"]
[3589,"成武县供电公司","白浮图供电所","白浮图镇","35kV白浮站10kV李双楼线","白浮图镇董庄村2号排灌变压器(2017)","200",0,"红色"]
[3590,"成武县供电公司","白浮图供电所","白浮图镇","35kV白浮站10kV李双楼线","白浮图镇李双楼村1号排灌变压器(2017)","200",0,"红色"]
[3591,"成武县供电公司","白浮图供电所","白浮图镇","35kV白浮站10kV007刘堂线","白浮图镇刘堂村4号排灌变压器(2017)","200",0,"红色"]
[3592,"成武县供电公司","白浮图供电所","白浮图镇","35kV白浮站10kV004崔庄线","白浮图镇田海村2号排灌变压器(2017)","100",0,"红色"]
[3593,"成武县供电公司","白浮图供电所","白浮图镇","35kV白浮站10kV李双楼线","10kV0108李双楼线白浮图镇郝寨村1号排灌变压器(2017)台架变","200",0,"红色"]
[3594,"成武县供电公司","白浮图供电所","白浮图镇","35kV白浮站10kV李双楼线","10kV0108李双楼线白浮图镇朱集村1号排灌变压器(2017)台架变","100",0,"红色"]
[3595,"成武县供电公司","白浮图供电所","白浮图镇","35kV白浮站10kV李双楼线","10kV005孙庙线白浮图镇苏阁村1号排灌变压器(2017)台架变","200",0,"红色"]
[3596,"成武县供电公司","白浮图供电所","白浮图镇","35kV白浮站10kV李双楼线","白浮图镇李河庄村4号排灌变压器(2017)","200",0,"红色"]
[3597,"成武县供电公司","白浮图供电所","白浮图镇","35kV白浮站10kV004崔庄线","10kV004崔庄线白浮图镇田小楼村2号排灌变压器(2017)台架变","100",0,"红色"]
[3598,"成武县供电公司","白浮图供电所","白浮图镇","35kV白浮站10kV0106孙庙线","白浮图镇高庄村2号排灌变压器(2017)","100",0,"红色"]
[3599,"成武县供电公司","白浮图供电所","白浮图镇","35kV白浮站10kV0106孙庙线","白浮图镇高庄村1号排灌变压器(2017)","100",0,"红色"]
[3600,"成武县供电公司","白浮图供电所","白浮图镇","35kV白浮站10kV李双楼线","10kV0108李双楼线白浮图镇侯楼村3号排灌变压器(2017)台架变","200",0,"红色"]
[3601,"成武县供电公司","白浮图供电所","白浮图镇","35kV白浮站10kV李双楼线","10kV0108李双楼线白浮图镇郝寨村5号排灌变压器(2017)台架变","200",0,"红色"]
[3602,"成武县供电公司","白浮图供电所","白浮图镇","35kV白浮站10kV李双楼线","10kV0108李双楼线白浮图镇侯楼村2号排灌变压器(2017)台架变","100",0,"红色"]
[3603,"成武县供电公司","白浮图供电所","白浮图镇","35kV白浮站10kV李双楼线","白浮图镇李河庄村3号排灌变压器(2017)","100",0,"红色"]
[3604,"成武县供电公司","白浮图供电所","白浮图镇","35kV白浮站10kV0106孙庙线","白浮图镇防城村6号排灌变压器(2017)","200",0,"红色"]
[3605,"成武县供电公司","白浮图供电所","白浮图镇","35kV白浮站10kV李双楼线","10kV005孙庙线白浮图镇谢庄村1号排灌变压器(2017)台架变","100",0,"红色"]
[3606,"成武县供电公司","白浮图供电所","白浮图镇","35kV白浮站10kV007刘堂线","白浮图镇巴庄村5号排灌变压器(2017)","200",0,"红色"]
[3607,"成武县供电公司","白浮图供电所","白浮图镇","35kV白浮站10kV007刘堂线","白浮图镇李楼村4号排灌变压器(2017)","200",0,"红色"]
[3608,"成武县供电公司","白浮图供电所","白浮图镇","35kV白浮站10kV007刘堂线","白浮图镇巴庄村4号排灌变压器(2017)","100",0,"红色"]
[3609,"成武县供电公司","白浮图供电所","白浮图镇","35kV白浮站10kV李双楼线","10kV0108李双楼线白浮图镇朱集村4号排灌变压器(2017)台架变","100",0,"红色"]
[3610,"成武县供电公司","白浮图供电所","白浮图镇","35kV白浮站10kV0106孙庙线","10kV005孙庙线白浮图镇孙庙村7号排灌变压器(2017)台架变","100",0,"红色"]
[3611,"成武县供电公司","白浮图供电所","白浮图镇","35kV白浮站10kV0106孙庙线","白浮图镇高庄村3号排灌变压器(2017)","200",0,"红色"]
[3612,"成武县供电公司","白浮图供电所","白浮图镇","35kV白浮站10kV李双楼线","10kV0108李双楼线白浮图镇郝寨村2号排灌变压器(2017)台架变","200",0,"红色"]
[3613,"成武县供电公司","白浮图供电所","白浮图镇","35kV白浮站10kV007刘堂线","白浮图镇丁庄村4号排灌变压器(2017)","100",0,"红色"]
[3614,"成武县供电公司","白浮图供电所","白浮图镇","35kV白浮站10kV0106孙庙线","白浮图镇柿子园村3号排灌变压器(2017)","200",0,"红色"]
[3615,"成武县供电公司","白浮图供电所","白浮图镇","35kV白浮站10kV李双楼线","10kV0108李双楼线白浮图镇李双楼村5号排灌变压器(2017)台架变","100",0,"红色"]
[3616,"成武县供电公司","白浮图供电所","白浮图镇","35kV白浮站10kV李双楼线","白浮图镇李双楼村6号排灌变压器(2017)","200",0,"红色"]
[3617,"成武县供电公司","白浮图供电所","白浮图镇","35kV白浮站10kV007刘堂线","白浮图镇李楼村2号排灌变压器(2017)","100",0,"红色"]
[3618,"成武县供电公司","白浮图供电所","白浮图镇","35kV白浮站10kV004崔庄线","白浮图镇许官庄5号排灌变压器(2017)","100",0,"红色"]
[3619,"成武县供电公司","白浮图供电所","白浮图镇","35kV白浮站10kV004崔庄线","白浮图镇当典村11号排灌变压器(2017)","100",0,"红色"]
[3620,"成武县供电公司","白浮图供电所","白浮图镇","35kV白浮站10kV李双楼线","白浮图镇董庄村1号排灌变压器(2017)","200",0,"红色"]
[3621,"成武县供电公司","白浮图供电所","白浮图镇","35kV白浮站10kV0106孙庙线","白浮图镇田海村3号排灌变压器(2017)","200",0,"红色"]
[3622,"成武县供电公司","白浮图供电所","白浮图镇","35kV白浮站10kV0106孙庙线","10kV005孙庙线白浮图镇孙庙村5号排灌变压器(2017)台架变","100",0,"红色"]
[3623,"成武县供电公司","白浮图供电所","白浮图镇","35kV白浮站10kV007刘堂线","白浮图镇张土楼村5号排灌变压器(2017)","100",0,"红色"]
[3624,"成武县供电公司","白浮图供电所","白浮图镇","35kV白浮站10kV0106孙庙线","白浮图镇田海村5号排灌变压器(2017)","200",0,"红色"]
[3625,"成武县供电公司","白浮图供电所","白浮图镇","35kV白浮站10kV007刘堂线","白浮图镇许官庄2号排灌变压器(2017)","100",0,"红色"]
[3626,"成武县供电公司","白浮图供电所","白浮图镇","35kV白浮站10kV0106孙庙线","白浮图镇柿子园村1号排灌变压器(2017)","200",0,"红色"]
[3627,"成武县供电公司","白浮图供电所","白浮图镇","35kV白浮站10kV008吕洼线","10kV008吕洼线张楼镇吕洼村6号排灌变压器(2017)台架变","100",0,"红色"]
[3628,"成武县供电公司","白浮图供电所","白浮图镇","35kV白浮站10kV0106孙庙线","白浮图镇高庄村6号排灌变压器(2017)","200",0,"红色"]
[3629,"成武县供电公司","白浮图供电所","白浮图镇","35kV白浮站10kV004崔庄线","白浮图镇丁庄村3号排灌变压器(2017)","200",0,"红色"]
[3630,"成武县供电公司","白浮图供电所","白浮图镇","35kV白浮站10kV007刘堂线","白浮图镇巴庄村3号排灌变压器(2017)","200",0,"红色"]
[3631,"成武县供电公司","白浮图供电所","白浮图镇","35kV白浮站10kV李双楼线","白浮图镇朱集村2号排灌变压器(2017)","100",0,"红色"]
[3632,"成武县供电公司","白浮图供电所","白浮图镇","35kV白浮站10kV008吕洼线","10kV008吕洼线白浮图镇李河庄村1号排灌变压器(2017)台架变","200",0,"红色"]
[3633,"成武县供电公司","白浮图供电所","白浮图镇","35kV白浮站10kV004崔庄线","白浮图镇许官庄7号排灌变压器(2017)","100",0,"红色"]
[3634,"成武县供电公司","白浮图供电所","白浮图镇","35kV白浮站10kV李双楼线","10kV0108李双楼线白浮图镇于庄村2号排灌变压器(2017)台架变","200",0,"红色"]
[3635,"成武县供电公司","白浮图供电所","白浮图镇","35kV白浮站10kV李双楼线","白浮图镇朱集村5号排灌变压器(2017)","100",0,"红色"]
[3636,"成武县供电公司","白浮图供电所","白浮图镇","35kV白浮站10kV0106孙庙线","白浮图镇田海村7号排灌变压器(2017)","200",0,"红色"]
[3637,"成武县供电公司","白浮图供电所","白浮图镇","35kV白浮站10kV004崔庄线","白浮图镇宋庄村3号排灌变压器(2017)","200",0,"红色"]
[3638,"成武县供电公司","白浮图供电所","白浮图镇","35kV白浮站10kV008吕洼线","10kV008吕洼线张楼镇吕洼村2号排灌变压器(2017)台架变","200",0,"红色"]
[3639,"成武县供电公司","白浮图供电所","白浮图镇","35kV白浮站10kV0106孙庙线","白浮图镇防城村3号排灌变压器(2017)","200",0,"红色"]
[3640,"成武县供电公司","白浮图供电所","白浮图镇","35kV白浮站10kV008吕洼线","10kV008吕洼线白浮图镇张庄村2号排灌变压器(2017)台架变","200",0,"红色"]
[3641,"成武县供电公司","白浮图供电所","白浮图镇","35kV白浮站10kV007刘堂线","白浮图镇巴庄村2号排灌变压器(2017)","100",0,"红色"]
[3642,"成武县供电公司","白浮图供电所","白浮图镇","35kV白浮站10kV007刘堂线","白浮图镇巴庄村1号排灌变压器(2017)","100",0,"红色"]
[3643,"成武县供电公司","白浮图供电所","白浮图镇","35kV白浮站10kV007刘堂线","白浮图镇巴庄村8号排灌变压器(2017)","200",0,"红色"]
[3644,"成武县供电公司","白浮图供电所","白浮图镇","35kV白浮站10kV004崔庄线","白浮图镇田小楼村3号排灌变压器(2017)","100",0,"红色"]
[3645,"成武县供电公司","白浮图供电所","白浮图镇","35kV白浮站10kV008吕洼线","10kV008吕洼线白浮图镇刘铺村4号排灌变压器(2017)台架变","200",0,"红色"]
[3646,"成武县供电公司","白浮图供电所","白浮图镇","35kV白浮站10kV008吕洼线","10kV008吕洼线张楼镇吕洼村4号排灌变压器(2017)台架变","200",0,"红色"]
[3647,"成武县供电公司","白浮图供电所","白浮图镇","35kV白浮站10kV李双楼线","白浮图镇李双楼村4号排灌变压器(2017)","200",0,"红色"]
[3648,"成武县供电公司","白浮图供电所","白浮图镇","35kV白浮站10kV008吕洼线","10kV008吕洼线白浮图镇白浮图村2号排灌变压器(2017)台架变","100",0,"红色"]
[3649,"成武县供电公司","白浮图供电所","白浮图镇","35kV白浮站10kV008吕洼线","10kV008吕洼线白浮图镇张庄村1号排灌变压器(2017)台架变","200",0,"红色"]
[3650,"成武县供电公司","白浮图供电所","白浮图镇","35kV白浮站10kV李双楼线","10kV005孙庙线白浮图镇刘土城村8号排灌变压器(2017)台架变","100",0,"红色"]
[3651,"成武县供电公司","白浮图供电所","白浮图镇","35kV白浮站10kV004崔庄线","白浮图镇田海村1号排灌变压器(2017)","100",0,"红色"]
[3652,"成武县供电公司","白浮图供电所","白浮图镇","35kV白浮站10kV0106孙庙线","白浮图镇防城村2号排灌变压器(2017)","200",0,"红色"]
[3653,"成武县供电公司","白浮图供电所","白浮图镇","35kV白浮站10kV008吕洼线","10kV008吕洼线白浮图镇贾楼村6号排灌变压器(2017)台架变","200",0,"红色"]
[3654,"成武县供电公司","白浮图供电所","白浮图镇","35kV白浮站10kV004崔庄线","白浮图镇田小楼村5号排灌变压器(2017)","100",0,"红色"]
[3655,"成武县供电公司","白浮图供电所","白浮图镇","35kV白浮站10kV李双楼线","10kV005孙庙线白浮图镇孙庙村1号排灌变压器(2017)台架变","200",0,"红色"]
[3656,"成武县供电公司","白浮图供电所","白浮图镇","35kV白浮站10kV李双楼线","白浮图镇防城村1号排灌变压器(2017)","100",0,"红色"]
[3657,"成武县供电公司","白浮图供电所","白浮图镇","35kV白浮站10kV007刘堂线","白浮图镇丁庄村2号排灌变压器(2017)","100",0,"红色"]
[3658,"成武县供电公司","白浮图供电所","白浮图镇","35kV白浮站10kV0106孙庙线","白浮图镇柿子园村6号排灌变压器(2017)","200",0,"红色"]
[3659,"成武县供电公司","白浮图供电所","白浮图镇","35kV白浮站10kV008吕洼线","10kV008吕洼线白浮图镇张庄村3号排灌变压器(2017)台架变","200",0,"红色"]
[3660,"成武县供电公司","白浮图供电所","白浮图镇","35kV白浮站10kV0106孙庙线","白浮图镇高庄村5号排灌变压器(2017)","100",0,"红色"]
[3661,"成武县供电公司","白浮图供电所","白浮图镇","35kV白浮站10kV004崔庄线","白浮图镇当典村12号排灌变压器(2017)","100",0,"红色"]
[3662,"成武县供电公司","白浮图供电所","白浮图镇","35kV白浮站10kV004崔庄线","白浮图镇侯寨村4号排灌变压器(2017)","200",0,"红色"]
[3663,"成武县供电公司","白浮图供电所","白浮图镇","35kV白浮站10kV李双楼线","白浮图镇李双楼村7号排灌变压器(2017)","200",0,"红色"]
[3664,"成武县供电公司","白浮图供电所","白浮图镇","35kV白浮站10kV008吕洼线","白浮南街新增6号","400",0,"红色"]
[3665,"成武县供电公司","白浮图供电所","白浮图镇","35kV白浮站10kV004崔庄线","白浮图镇许官庄8号排灌变压器(2017)","200",0,"红色"]
[3666,"成武县供电公司","白浮图供电所","白浮图镇","35kV白浮站10kV0106孙庙线","白浮图镇田海村4号排灌变压器(2017)","200",0,"红色"]
[3667,"成武县供电公司","白浮图供电所","白浮图镇","35kV白浮站10kV007刘堂线","10kV007刘堂线白浮图镇巴庄村6号排灌变压器(2017)台架变","100",0,"红色"]
[3668,"成武县供电公司","白浮图供电所","白浮图镇","35kV白浮站10kV007刘堂线","10kV007刘堂线白浮图镇丁庄村5号排灌变压器(2017)台架变","200",0,"红色"]
[3669,"成武县供电公司","白浮图供电所","白浮图镇","35kV白浮站10kV李双楼线","10kV005孙庙线白浮图镇苏阁村3号排灌变压器(2017)台架变","200",0,"红色"]
[3670,"成武县供电公司","白浮图供电所","白浮图镇","35kV白浮站10kV李双楼线","10kV0108李双楼线白浮图镇郝寨村4号排灌变压器(2017)台架变","200",0,"红色"]
[3671,"成武县供电公司","白浮图供电所","白浮图镇","35kV白浮站10kV007刘堂线","权楼3号新增","200",0,"红色"]
[3672,"成武县供电公司","白浮图供电所","白浮图镇","35kV白浮站10kV008吕洼线","白浮北街新村","125",0,"红色"]
[3673,"成武县供电公司","白浮图供电所","白浮图镇","35kV白浮站10kV004崔庄线","白浮图镇许官庄3号排灌变压器(2017)","100",0,"红色"]
[3674,"成武县供电公司","白浮图供电所","白浮图镇","35kV白浮站10kV李双楼线","白浮图镇李双楼村3号排灌变压器(2017)","100",0,"红色"]
[3675,"成武县供电公司","白浮图供电所","白浮图镇","35kV白浮站10kV李双楼线","10kV005孙庙线白浮图镇刘土城村4号排灌变压器(2017)台架变","200",0,"红色"]
[3676,"成武县供电公司","白浮图供电所","白浮图镇","35kV白浮站10kV0106孙庙线","10kV005孙庙线白浮图镇孙庙村3号排灌变压器(2017)台架变","200",0,"红色"]
[3677,"成武县供电公司","白浮图供电所","白浮图镇","35kV白浮站10kV004崔庄线","白浮图镇田小楼村6号排灌变压器(2017)","100",0,"红色"]
[3678,"成武县供电公司","白浮图供电所","白浮图镇","35kV白浮站10kV0106孙庙线","白浮图镇高庄村7号排灌变压器(2017)","200",0,"红色"]
[3679,"成武县供电公司","白浮图供电所","白浮图镇","35kV白浮站10kV007刘堂线","白浮图镇许官庄1号排灌变压器(2017)","100",0,"红色"]
[3680,"成武县供电公司","白浮图供电所","白浮图镇","35kV白浮站10kV004崔庄线","白浮图镇侯寨村2号排灌变压器(2017)","100",0,"红色"]
[3681,"成武县供电公司","白浮图供电所","白浮图镇","35kV白浮站10kV004崔庄线","白浮图镇宋庄村2号排灌变压器(2017)","200",0,"红色"]
[3682,"成武县供电公司","白浮图供电所","白浮图镇","35kV白浮站10kV004崔庄线","白浮图镇田小楼村1号排灌变压器(2017)","100",0,"红色"]
[3683,"成武县供电公司","白浮图供电所","白浮图镇","35kV白浮站10kV李双楼线","10kV0108李双楼线白浮图镇朱集村3号排灌变压器(2017)台架变","200",0,"红色"]
[3684,"成武县供电公司","白浮图供电所","白浮图镇","35kV白浮站10kV008吕洼线","10kV008吕洼线白浮图镇李楼村5号排灌变压器(2017)台架变","100",0,"红色"]
[3685,"成武县供电公司","白浮图供电所","白浮图镇","35kV白浮站10kV李双楼线","10kV005孙庙线白浮图镇刘土城村3号排灌变压器(2017)台架变","100",0,"红色"]
[3686,"成武县供电公司","白浮图供电所","白浮图镇","35kV白浮站10kV0106孙庙线","10kV005孙庙线白浮图镇孙庙村4号排灌变压器(2017)台架变","200",0,"红色"]
[3687,"成武县供电公司","白浮图供电所","白浮图镇","35kV白浮站10kV004崔庄线","白浮图镇宋庄村9号排灌变压器(2017)","200",0,"红色"]
[3688,"成武县供电公司","白浮图供电所","白浮图镇","35kV白浮站10kV008吕洼线","10kV008吕洼线白浮图镇白浮图村3号排灌变压器(2017)台架变","100",0,"红色"]
[3689,"成武县供电公司","白浮图供电所","白浮图镇","35kV白浮站10kV008吕洼线","10kV008吕洼线白浮图镇白浮图村4号排灌变压器(2017)台架变","200",0,"红色"]
[3690,"成武县供电公司","白浮图供电所","白浮图镇","35kV白浮站10kV004崔庄线","白浮图镇许官庄6号排灌变压器(2017)","200",0,"红色"]
[3691,"成武县供电公司","白浮图供电所","白浮图镇","35kV白浮站10kV008吕洼线","10kV008吕洼线白浮图镇刘铺村2号排灌变压器(2017)台架变","200",0,"红色"]
[3692,"成武县供电公司","白浮图供电所","白浮图镇","35kV白浮站10kV004崔庄线","白浮图镇侯寨村1号排灌变压器(2017)","100",0,"红色"]
[3693,"成武县供电公司","白浮图供电所","白浮图镇","35kV白浮站10kV008吕洼线","10kV008吕洼线张楼镇吕洼村3号排灌变压器(2017)台架变","200",0,"红色"]
[3694,"成武县供电公司","白浮图供电所","白浮图镇","35kV白浮站10kV007刘堂线","白浮图镇张土楼村4号排灌变压器(2017)","100",0,"红色"]
[3695,"成武县供电公司","白浮图供电所","白浮图镇","35kV白浮站10kV008吕洼线","10kV008吕洼线白浮图镇张庄村5号排灌变压器(2017)台架变","100",0,"红色"]
[3696,"成武县供电公司","白浮图供电所","白浮图镇","35kV白浮站10kV李双楼线","10kV0108李双楼线白浮图镇郝寨村3号排灌变压器(2017)台架变","100",0,"红色"]
[3697,"成武县供电公司","白浮图供电所","白浮图镇","35kV白浮站10kV004崔庄线","白浮图镇侯寨村5号排灌变压器(2017)","100",0,"红色"]
[3698,"成武县供电公司","白浮图供电所","白浮图镇","35kV白浮站10kV004崔庄线","白浮图镇许官庄4号排灌变压器(2017)","100",0,"红色"]
[3699,"成武县供电公司","白浮图供电所","白浮图镇","35kV白浮站10kV0106孙庙线","白浮图镇高庄村4号排灌变压器(2017)","100",0,"红色"]
[3700,"成武县供电公司","白浮图供电所","白浮图镇","35kV白浮站10kV李双楼线","10kV0108李双楼线白浮图镇侯楼村1号排灌变压器(2017)台架变","200",0,"红色"]
[3701,"成武县供电公司","白浮图供电所","白浮图镇","35kV白浮站10kV0106孙庙线","白浮图镇柿子园村4号排灌变压器(2017)","200",0,"红色"]
[3702,"成武县供电公司","白浮图供电所","白浮图镇","35kV白浮站10kV004崔庄线","白浮图镇宋庄村5号排灌变压器(2017)","200",0,"红色"]
[3703,"成武县供电公司","白浮图供电所","白浮图镇","35kV白浮站10kV李双楼线","10kV005孙庙线白浮图镇刘土城村2号排灌变压器(2017)台架变","100",0,"红色"]
[3704,"成武县供电公司","白浮图供电所","白浮图镇","35kV白浮站10kV008吕洼线","10kV008吕洼线白浮图镇刘铺村1号排灌变压器(2017)台架变","200",0,"红色"]
[3705,"成武县供电公司","白浮图供电所","白浮图镇","35kV白浮站10kV李双楼线","10kV005孙庙线白浮图镇孙庙村2号排灌变压器(2017)台架变","200",0,"红色"]
[3706,"成武县供电公司","白浮图供电所","白浮图镇","35kV白浮站10kV008吕洼线","10kV008吕洼线白浮图镇刘铺村3号排灌变压器(2017)台架变","200",0,"红色"]
[3707,"成武县供电公司","白浮图供电所","白浮图镇","35kV白浮站10kV李双楼线","10kV005孙庙线白浮图镇河里王村1号排灌变压器(2017)台架变","200",0,"红色"]
[3708,"成武县供电公司","白浮图供电所","白浮图镇","35kV白浮站10kV李双楼线","10kV0108李双楼线白浮图镇梁寨村1号排灌变压器(2017)台架变","200",0,"红色"]
[3709,"成武县供电公司","白浮图供电所","白浮图镇","35kV白浮站10kV李双楼线","10kV005孙庙线白浮图镇刘土城村1号排灌变压器(2017)台架变","100",0,"红色"]
[3710,"成武县供电公司","白浮图供电所","白浮图镇","35kV白浮站10kV0106孙庙线","白浮图镇柿子园村5号排灌变压器(2017)","200",0,"红色"]
[3711,"成武县供电公司","白浮图供电所","白浮图镇","35kV白浮站10kV李双楼线","白浮图镇李双楼村8号排灌变压器(2017)","100",0,"红色"]
[3712,"成武县供电公司","白浮图供电所","白浮图镇","35kV白浮站10kV004崔庄线","白浮图镇侯寨村3号排灌变压器(2017)","100",0,"红色"]
[3713,"成武县供电公司","白浮图供电所","白浮图镇","35kV白浮站10kV004崔庄线","白浮图镇宋庄村8号排灌变压器(2017)","200",0,"红色"]
[3714,"成武县供电公司","白浮图供电所","白浮图镇","35kV白浮站10kV0106孙庙线","10kV005孙庙线白浮图镇孙庙村6号排灌变压器(2017)台架变","100",0,"红色"]
[3715,"成武县供电公司","白浮图供电所","白浮图镇","35kV白浮站10kV李双楼线","10kV005孙庙线白浮图镇刘土城村6号排灌变压器(2017)台架变","100",0,"红色"]
[3716,"成武县供电公司","白浮图供电所","白浮图镇","35kV白浮站10kV004崔庄线","白浮图镇宋庄村10号排灌变压器(2017)","200",0,"红色"]
[3717,"成武县供电公司","白浮图供电所","白浮图镇","35kV白浮站10kV004崔庄线","白浮图镇宋庄村1号排灌变压器(2017)","200",0,"红色"]
[3718,"成武县供电公司","白浮图供电所","白浮图镇","35kV白浮站10kV0106孙庙线","白浮图镇田海村6号排灌变压器(2017)","100",0,"红色"]
[3719,"成武县供电公司","白浮图供电所","白浮图镇","35kV白浮站10kV008吕洼线","10kV008吕洼线张楼镇吕洼村1号排灌变压器(2017)台架变","200",0,"红色"]
[3720,"成武县供电公司","白浮图供电所","白浮图镇","35kV白浮站10kV008吕洼线","10kV008吕洼线张楼镇吕洼村5号排灌变压器(2017)台架变","100",0,"红色"]
[3721,"成武县供电公司","白浮图供电所","白浮图镇","35kV白浮站10kV李双楼线","白浮图镇李河庄村2号排灌变压器(2017)","200",0,"红色"]
[3722,"成武县供电公司","白浮图供电所","白浮图镇","35kV白浮站10kV李双楼线","10kV005孙庙线白浮图镇刘土城村5号排灌变压器(2017)台架变","100",0,"红色"]
[3723,"成武县供电公司","白浮图供电所","白浮图镇","35kV白浮站10kV004崔庄线","白浮图镇田小楼村4号排灌变压器(2017)","100",0,"红色"]
[3724,"成武县供电公司","白浮图供电所","白浮图镇","35kV白浮站10kV004崔庄线","白浮图镇宋庄村6号排灌变压器(2017)","200",0,"红色"]
[3725,"成武县供电公司","白浮图供电所","白浮图镇","35kV白浮站10kV0106孙庙线","白浮图镇柿子园村2号排灌变压器(2017)","200",0,"红色"]
[3726,"成武县供电公司","白浮图供电所","白浮图镇","35kV白浮站10kV008吕洼线","10kV008吕洼线白浮图镇李楼村1号排灌变压器(2017)台架变","200",0,"红色"]
[3727,"成武县供电公司","白浮图供电所","白浮图镇","35kV白浮站10kV李双楼线","10kV005孙庙线白浮图镇谢庄村5号排灌变压器(2017)台架变","100",0,"红色"]
[3728,"成武县供电公司","白浮图供电所","白浮图镇","35kV白浮站10kV李双楼线","10kV005孙庙线白浮图镇河里王村2号排灌变压器(2017)台架变","100",0,"红色"]
[3729,"成武县供电公司","白浮图供电所","白浮图镇","35kV白浮站10kV004崔庄线","白浮图镇当典村6号排灌变压器(2017)","100",0,"红色"]
[3730,"成武县供电公司","白浮图供电所","白浮图镇","35kV白浮站10kV0106孙庙线","白浮图镇防城村5号排灌变压器(2017)","200",0,"红色"]
[3731,"成武县供电公司","白浮图供电所","白浮图镇","35kV白浮站10kV李双楼线","10kV0108李双楼线白浮图镇梁寨村7号排灌变压器(2017)台架变","100",0,"红色"]
[3732,"成武县供电公司","白浮图供电所","白浮图镇","35kV白浮站10kV李双楼线","白浮图镇李平坊村2号排灌变压器(2017)","200",0,"红色"]
[3733,"成武县供电公司","白浮图供电所","白浮图镇","35kV白浮站10kV008吕洼线","10kV008吕洼线白浮图镇白浮图村6号排灌变压器(2017)台架变","100",0,"红色"]
[3734,"成武县供电公司","白浮图供电所","白浮图镇","35kV白浮站10kV007刘堂线","白浮图镇刘堂村2号排灌变压器(2017)","200",0,"红色"]
[3735,"成武县供电公司","白浮图供电所","白浮图镇","35kV白浮站10kV0106孙庙线","柿子园","200",0,"红色"]
[3736,"成武县供电公司","白浮图供电所","白浮图镇","35kV白浮站10kV李双楼线","10kV005孙庙线白浮图镇谢庄村3号排灌变压器(2017)台架变","100",0,"红色"]
[3737,"成武县供电公司","白浮图供电所","白浮图镇","35kV白浮站10kV李双楼线","白浮图镇李平坊村1号排灌变压器(2017)","200",0,"红色"]
[3738,"成武县供电公司","白浮图供电所","白浮图镇","35kV白浮站10kV李双楼线","10kV0108李双楼线白浮图镇梁寨村8号排灌变压器(2017)台架变","200",0,"红色"]
[3739,"成武县供电公司","白浮图供电所","白浮图镇","35kV白浮站10kV李双楼线","10kV0108李双楼线白浮图镇梁寨村9号排灌变压器(2017)台架变","100",0,"红色"]
[3740,"成武县供电公司","白浮图供电所","白浮图镇","35kV白浮站10kV008吕洼线","10kV008吕洼线贾楼东台架变","200",0,"红色"]
[3741,"成武县供电公司","白浮图供电所","白浮图镇","35kV白浮站10kV004崔庄线","官庄3#","200",0,"红色"]
[3742,"成武县供电公司","白浮图供电所","白浮图镇","35kV白浮站10kV李双楼线","10kV0108李双楼线梁寨东#3台架变","200",0,"红色"]
[3743,"成武县供电公司","白浮图供电所","白浮图镇","35kV白浮站10kV004崔庄线","田庄2#","200",0,"红色"]
[3744,"成武县供电公司","白浮图供电所","白浮图镇","35kV白浮站10kV004崔庄线","田庄3#","200",0,"红色"]
[3745,"成武县供电公司","白浮图供电所","白浮图镇","35kV白浮站10kV004崔庄线","侯寨北","200",0,"红色"]
[3746,"成武县供电公司","白浮图供电所","白浮图镇","35kV白浮站10kV0106孙庙线","10kV005孙庙线孙庙杨庄台架变","200",0,"红色"]
[3747,"成武县供电公司","白浮图供电所","白浮图镇","35kV白浮站10kV0106孙庙线","10kV005孙庙线孙庙小集2台架变","160",0,"红色"]
[3748,"成武县供电公司","白浮图供电所","白浮图镇","35kV白浮站10kV008吕洼线","10kV008吕洼线刘铺4号台架变","200",0,"红色"]
[3749,"成武县供电公司","白浮图供电所","白浮图镇","35kV白浮站10kV0106孙庙线","侯王庄2#","200",0,"红色"]
[3750,"成武县供电公司","白浮图供电所","白浮图镇","35kV白浮站10kV007刘堂线","丁庄西","200",0,"红色"]
[3751,"成武县供电公司","白浮图供电所","白浮图镇","35kV白浮站10kV004崔庄线","10kV004崔庄线陈楼#2台架变","315",0,"红色"]
[3752,"成武县供电公司","白浮图供电所","白浮图镇","35kV白浮站10kV李双楼线","10kV005孙庙线河里王#2台架变","400",0,"红色"]
[3753,"成武县供电公司","白浮图供电所","白浮图镇","35kV白浮站10kV0106孙庙线","田海东","200",0,"红色"]
[3754,"成武县供电公司","白浮图供电所","白浮图镇","35kV白浮站10kV李双楼线","侯楼东","160",0,"红色"]
[3755,"成武县供电公司","白浮图供电所","白浮图镇","35kV白浮站10kV008吕洼线","10kV008吕洼线张庄刘庄台架变","400",0,"红色"]
[3756,"成武县供电公司","白浮图供电所","白浮图镇","35kV白浮站10kV008吕洼线","李楼村配电室","400",0,"红色"]
[3757,"成武县供电公司","白浮图供电所","白浮图镇","35kV白浮站10kV李双楼线","白浮图镇李双楼村2号排灌变压器(2017)","100",0,"红色"]
[3758,"成武县供电公司","白浮图供电所","白浮图镇","35kV白浮站10kV008吕洼线","白浮南街新增5号","200",0,"红色"]
[3759,"成武县供电公司","白浮图供电所","白浮图镇","35kV白浮站10kV008吕洼线","白浮西街2","200",0,"红色"]
[3760,"成武县供电公司","白浮图供电所","白浮图镇","35kV白浮站10kV0106孙庙线","35kV白浮变电站10kV005孙庙线白浮图镇李河庄村5号排灌变压器台架变","200",0,"红色"]
[3761,"成武县供电公司","白浮图供电所","白浮图镇","35kV白浮站10kV李双楼线","10kV005孙庙线井庄台架变","200",0,"红色"]
[3762,"成武县供电公司","白浮图供电所","白浮图镇","35kV白浮站10kV0106孙庙线","10kV005孙庙线孙庙张庄台架变","200",0,"红色"]
[3763,"成武县供电公司","白浮图供电所","白浮图镇","35kV白浮站10kV李双楼线","梁寨西#3","200",0,"红色"]
[3764,"成武县供电公司","白浮图供电所","白浮图镇","35kV白浮站10kV0106孙庙线","高庄3#","200",0,"红色"]
[3765,"成武县供电公司","白浮图供电所","白浮图镇","35kV白浮站10kV0106孙庙线","10kV005孙庙线孙庙三队2台架变","200",0,"红色"]
[3766,"成武县供电公司","白浮图供电所","白浮图镇","35kV白浮站10kV004崔庄线","白浮图镇当典村3号排灌变压器(2017)","100",0,"红色"]
[3767,"成武县供电公司","白浮图供电所","白浮图镇","35kV白浮站10kV008吕洼线","10kV008吕洼线白浮图镇贾楼村1号排灌变压器(2017)台架变","200",0,"红色"]
[3768,"成武县供电公司","白浮图供电所","白浮图镇","35kV白浮站10kV007刘堂线","白浮图镇刘堂村5号排灌变压器(2017)","100",0,"红色"]
[3769,"成武县供电公司","白浮图供电所","白浮图镇","35kV白浮站10kV004崔庄线","白浮图镇当典村1号排灌变压器(2017)","100",0,"红色"]
[3770,"成武县供电公司","白浮图供电所","白浮图镇","35kV白浮站10kV李双楼线","白浮图镇李平坊村3号排灌变压器(2017)","200",0,"红色"]
[3771,"成武县供电公司","白浮图供电所","白浮图镇","35kV白浮站10kV李双楼线","10kV0108李双楼线白浮图镇梁寨村4号排灌变压器(2017)台架变","200",0,"红色"]
[3772,"成武县供电公司","白浮图供电所","白浮图镇","35kV白浮站10kV007刘堂线","白浮图镇白浮图村9号排灌变压器(2017)","100",0,"红色"]
[3773,"成武县供电公司","白浮图供电所","白浮图镇","35kV白浮站10kV李双楼线","10kV0108李双楼线白浮图镇梁寨村6号排灌变压器(2017)台架变","200",0,"红色"]
[3774,"成武县供电公司","白浮图供电所","白浮图镇","35kV白浮站10kV0106孙庙线","白浮图镇陈庄村1号排灌变压器(2017)","200",0,"红色"]
[3775,"成武县供电公司","白浮图供电所","白浮图镇","35kV白浮站10kV李双楼线","10kV0108李双楼线白浮图镇梁寨村2号排灌变压器(2017)台架变","200",0,"红色"]
[3776,"成武县供电公司","白浮图供电所","白浮图镇","35kV白浮站10kV004崔庄线","白浮图镇当典村5号排灌变压器(2017)","100",0,"红色"]
[3777,"成武县供电公司","白浮图供电所","白浮图镇","35kV白浮站10kV008吕洼线","10kV008吕洼线白浮图镇贾楼村5号排灌变压器(2017)台架变","200",0,"红色"]
[3778,"成武县供电公司","白浮图供电所","白浮图镇","35kV白浮站10kV008吕洼线","10kV008吕洼线白浮图镇贾楼村3号排灌变压器(2017)台架变","200",0,"红色"]
[3779,"成武县供电公司","白浮图供电所","白浮图镇","35kV白浮站10kV007刘堂线","白浮****图村8号排灌变压器(2017)","400",0,"红色"]
[3780,"成武县供电公司","白浮图供电所","白浮图镇","35kV白浮站10kV李双楼线","10kV005孙庙线白浮图镇苏阁村2号排灌变压器(2017)台架变","200",0,"红色"]
[3781,"成武县供电公司","白浮图供电所","白浮图镇","35kV白浮站10kV李双楼线","10kV005孙庙线白浮图镇谢庄村2号排灌变压器(2017)台架变","200",0,"红色"]
[3782,"成武县供电公司","白浮图供电所","白浮图镇","35kV白浮站10kV004崔庄线","白浮图镇当典村8号排灌变压器(2017)","200",0,"红色"]
[3783,"成武县供电公司","白浮图供电所","白浮图镇","35kV白浮站10kV0106孙庙线","白浮图镇陈庄村3号排灌变压器(2017)","100",0,"红色"]
[3784,"成武县供电公司","白浮图供电所","白浮图镇","35kV白浮站10kV0106孙庙线","10kV005孙庙线白浮图镇防城村4号排灌变压器(2017)台架变","200",0,"红色"]
[3785,"成武县供电公司","白浮图供电所","白浮图镇","35kV白浮站10kV004崔庄线","白浮图镇当典村9号排灌变压器(2017)","100",0,"红色"]
[3786,"成武县供电公司","白浮图供电所","白浮图镇","35kV白浮站10kV008吕洼线","10kV008吕洼线白浮图镇白浮图村5号排灌变压器(2017)台架变","200",0,"红色"]
[3787,"成武县供电公司","白浮图供电所","白浮图镇","35kV白浮站10kV李双楼线","10kV0108李双楼线白浮图镇梁寨村5号排灌变压器(2017)台架变","100",0,"红色"]
[3788,"成武县供电公司","白浮图供电所","白浮图镇","35kV白浮站10kV007刘堂线","白浮图镇刘堂村1号排灌变压器(2017)","50",0,"红色"]
[3789,"成武县供电公司","白浮图供电所","白浮图镇","35kV白浮站10kV李双楼线","白浮图镇李平坊村4号排灌变压器(2017)","200",0,"红色"]
[3790,"成武县供电公司","白浮图供电所","白浮图镇","35kV白浮站10kV007刘堂线","10kV007刘堂线白浮图镇白浮图村10号排灌变压器(2017)台架变","200",0,"红色"]
[3791,"成武县供电公司","白浮图供电所","白浮图镇","35kV白浮站10kV李双楼线","10kV0108李双楼线白浮图镇梁寨村3号排灌变压器(2017)台架变","200",0,"红色"]
[3792,"成武县供电公司","白浮图供电所","白浮图镇","35kV白浮站10kV004崔庄线","白浮图镇当典村4号排灌变压器(2017)","100",0,"红色"]
[3793,"成武县供电公司","白浮图供电所","白浮图镇","35kV白浮站10kV李双楼线","10kV005孙庙线白浮图镇谢庄村6号排灌变压器(2017)台架变","100",0,"红色"]
[3794,"成武县供电公司","白浮图供电所","白浮图镇","35kV白浮站10kV008吕洼线","10kV008吕洼线白浮图镇贾楼村2号排灌变压器(2017)台架变","200",0,"红色"]
[3795,"成武县供电公司","白浮图供电所","白浮图镇","35kV白浮站10kV008吕洼线","10kV008吕洼线白浮图镇贾楼村4号排灌变压器(2017)台架变","100",0,"红色"]
[3796,"成武县供电公司","白浮图供电所","白浮图镇","35kV白浮站10kV0106孙庙线","10kV005孙庙线高庄4#煤改电台架变","200",0,"红色"]
[3797,"成武县供电公司","白浮图供电所","白浮图镇","35kV白浮站10kV008吕洼线","10kV008吕洼线贾庄台架变","200",0,"红色"]
[3798,"成武县供电公司","白浮图供电所","白浮图镇","35kV白浮站10kV李双楼线","谢庄村配电室","200",0,"红色"]
[3799,"成武县供电公司","白浮图供电所","白浮图镇","35kV白浮站10kV004崔庄线","胡庙2#","200",0,"红色"]
[3800,"成武县供电公司","白浮图供电所","白浮图镇","35kV白浮站10kV0106孙庙线","田海西","400",0,"红色"]
[3801,"成武县供电公司","白浮图供电所","白浮图镇","35kV白浮站10kV李双楼线","刘土城村东配电室","200",0,"红色"]
[3802,"成武县供电公司","白浮图供电所","白浮图镇","35kV白浮站10kV0106孙庙线","市子元西","200",0,"红色"]
[3803,"成武县供电公司","白浮图供电所","白浮图镇","35kV白浮站10kV007刘堂线","丁庄2","125",0,"红色"]
[3804,"成武县供电公司","白浮图供电所","白浮图镇","35kV白浮站10kV李双楼线","朱集北照明","200",0,"红色"]
[3805,"成武县供电公司","白浮图供电所","白浮图镇","35kV白浮站10kV007刘堂线","权楼南","200",0,"红色"]
[3806,"成武县供电公司","白浮图供电所","白浮图镇","35kV白浮站10kV004崔庄线","崔庄2#","200",0,"红色"]
[3807,"成武县供电公司","白浮图供电所","白浮图镇","35kV白浮站10kV008吕洼线","10kV008吕洼线白浮北3号台架变","200",0,"红色"]
[3808,"成武县供电公司","白浮图供电所","白浮图镇","35kV白浮站10kV0106孙庙线","贾早行","200",0,"红色"]
[3809,"成武县供电公司","白浮图供电所","白浮图镇","35kV白浮站10kV李双楼线","10kV0108李双楼线孔庄东台架变","315",0,"红色"]
[3810,"成武县供电公司","白浮图供电所","白浮图镇","35kV白浮站10kV0106孙庙线","田海东2#","200",0,"红色"]
[3811,"成武县供电公司","白浮图供电所","白浮图镇","35kV白浮站10kV李双楼线","朱集东","200",0,"红色"]
[3812,"成武县供电公司","白浮图供电所","白浮图镇","35kV白浮站10kV0106孙庙线","10kV005孙庙线孙庙东#2台架变","200",0,"红色"]
[3813,"成武县供电公司","白浮图供电所","白浮图镇","35kV白浮站10kV004崔庄线","官庄东","200",0,"红色"]
[3814,"成武县供电公司","白浮图供电所","白浮图镇","35kV白浮站10kV0106孙庙线","柿子园西2#","200",0,"红色"]
[3815,"成武县供电公司","白浮图供电所","白浮图镇","35kV白浮站10kV004崔庄线","白浮图镇当典村10号排灌变压器(2017)","200",0,"红色"]
[3816,"成武县供电公司","白浮图供电所","白浮图镇","35kV白浮站10kV007刘堂线","张菜园","200",0,"红色"]
[3817,"成武县供电公司","白浮图供电所","白浮图镇","35kV白浮站10kV004崔庄线","白浮图镇宋庄村4号排灌变压器(2017)","200",0,"红色"]
[3818,"成武县供电公司","白浮图供电所","白浮图镇","35kV白浮站10kV008吕洼线","白浮南街新增4号","200",0,"红色"]
[3819,"成武县供电公司","白浮图供电所","白浮图镇","35kV白浮站10kV008吕洼线","10kV008吕洼线白浮东#2台架变","200",0,"红色"]
[3820,"成武县供电公司","白浮图供电所","白浮图镇","35kV白浮站10kV008吕洼线","10kV008吕洼线吕洼#2台架变","200",0,"红色"]
[3821,"成武县供电公司","白浮图供电所","白浮图镇","35kV白浮站10kV李双楼线","朱集北1","200",0,"红色"]
[3822,"成武县供电公司","白浮图供电所","白浮图镇","35kV白浮站10kV004崔庄线","宋庄（北）","200",0,"红色"]
[3823,"成武县供电公司","白浮图供电所","白浮图镇","35kV白浮站10kV0106孙庙线","小吴庄东","200",0,"红色"]
[3824,"成武县供电公司","白浮图供电所","白浮图镇","35kV白浮站10kV008吕洼线","10kV008吕洼线张庄冀楼台架变","400",0,"红色"]
[3825,"成武县供电公司","白浮图供电所","白浮图镇","35kV白浮站10kV李双楼线","10kV0108李双楼线岳庄台架变","200",0,"红色"]
[3826,"成武县供电公司","白浮图供电所","白浮图镇","35kV白浮站10kV007刘堂线","侯河西","200",0,"红色"]
[3827,"成武县供电公司","白浮图供电所","白浮图镇","35kV白浮站10kV0106孙庙线","10kV005孙庙线孙庙公用#1台架变","200",0,"红色"]
[3828,"成武县供电公司","白浮图供电所","白浮图镇","35kV白浮站10kV0106孙庙线","侯王庄","200",0,"红色"]
[3829,"成武县供电公司","白浮图供电所","白浮图镇","35kV白浮站10kV0106孙庙线","小吴庄2#","200",0,"红色"]
[3830,"成武县供电公司","白浮图供电所","白浮图镇","35kV白浮站10kV004崔庄线","盐场3#","200",0,"红色"]
[3831,"成武县供电公司","白浮图供电所","白浮图镇","35kV白浮站10kV李双楼线","李平房","200",0,"红色"]
[3832,"成武县供电公司","白浮图供电所","白浮图镇","35kV白浮站10kV004崔庄线","郭庄2#","200",0,"红色"]
[3833,"成武县供电公司","白浮图供电所","白浮图镇","35kV白浮站10kV李双楼线","10kV0108李双楼线梁寨西#2台架变","200",0,"红色"]
[3834,"成武县供电公司","白浮图供电所","白浮图镇","35kV白浮站10kV李双楼线","10kV0108李双楼线蒋庄台架变","200",0,"红色"]
[3835,"成武县供电公司","白浮图供电所","白浮图镇","35kV白浮站10kV0106孙庙线","10kV005孙庙线孙庙公用张庄台架变","200",0,"红色"]
[3836,"成武县供电公司","白浮图供电所","白浮图镇","35kV白浮站10kV0106孙庙线","10kV005孙庙线孙庙孙庄台架变","200",0,"红色"]
[3837,"成武县供电公司","白浮图供电所","白浮图镇","35kV白浮站10kV0106孙庙线","孙庙村配电室","315",0,"红色"]
[3838,"成武县供电公司","白浮图供电所","白浮图镇","35kV白浮站10kV0106孙庙线","大吴庄东2#","200",0,"红色"]
[3839,"成武县供电公司","白浮图供电所","白浮图镇","35kV白浮站10kV008吕洼线","10kV008吕洼线苏李庄2号台架变","160",0,"红色"]
[3840,"成武县供电公司","白浮图供电所","白浮图镇","35kV白浮站10kV0106孙庙线","10kV005孙庙线孙庙公用#2台架变","200",0,"红色"]
[3841,"成武县供电公司","白浮图供电所","白浮图镇","35kV白浮站10kV李双楼线","朱集","500",0,"红色"]
[3842,"成武县供电公司","白浮图供电所","白浮图镇","35kV白浮站10kV李双楼线","孔庄","200",0,"红色"]
[3843,"成武县供电公司","白浮图供电所","白浮图镇","35kV白浮站10kV李双楼线","河里王村配电室","200",0,"红色"]
[3844,"成武县供电公司","白浮图供电所","白浮图镇","35kV白浮站10kV008吕洼线","10kV008吕洼线吉祥街西台架变","400",0,"红色"]
[3845,"成武县供电公司","白浮图供电所","白浮图镇","35kV白浮站10kV008吕洼线","李楼村#2配电室","100",0,"红色"]
[3846,"成武县供电公司","白浮图供电所","白浮图镇","35kV白浮站10kV李双楼线","10kV0108李双楼线徐楼台架变","200",0,"红色"]
[3847,"成武县供电公司","白浮图供电所","白浮图镇","35kV白浮站10kV008吕洼线","白浮西街1","200",0,"红色"]
[3848,"成武县供电公司","白浮图供电所","白浮图镇","35kV白浮站10kV008吕洼线","35kV白浮变电站10kV008吕洼线苏李庄#3变压器","200",0,"红色"]
[3849,"成武县供电公司","白浮图供电所","白浮图镇","35kV白浮站10kV李双楼线","35kV白浮变电站10kV0108李双楼线梁寨陈庄变压器","200",0,"红色"]
[3850,"成武县供电公司","白浮图供电所","白浮图镇","35kV白浮站10kV0106孙庙线","35kV白浮变电站10kV005孙庙线陈庄东变压器","200",0,"红色"]
[3851,"成武县供电公司","白浮图供电所","白浮图镇","35kV白浮站10kV008吕洼线","35kV白浮变电站10kV008吕洼线丁庄东变压器","400",0,"红色"]
[3852,"成武县供电公司","白浮图供电所","白浮图镇","35kV白浮站10kV李双楼线","10kV005孙庙线谢庄北西台架变","100",0,"红色"]
[3853,"成武县供电公司","白浮图供电所","白浮图镇","35kV白浮站10kV007刘堂线","白堂","400",0,"红色"]
[3854,"成武县供电公司","白浮图供电所","白浮图镇","35kV白浮站10kV007刘堂线","刘庄王庄","200",0,"红色"]
[3855,"成武县供电公司","白浮图供电所","白浮图镇","35kV白浮站10kV李双楼线","10kV005孙庙线苏阁东台架变","200",0,"红色"]
[3856,"成武县供电公司","白浮图供电所","白浮图镇","35kV白浮站10kV0106孙庙线","魏庄","160",0,"红色"]
[3857,"成武县供电公司","白浮图供电所","白浮图镇","35kV白浮站10kV007刘堂线","刘堂南2#","100",0,"红色"]
[3858,"成武县供电公司","白浮图供电所","白浮图镇","35kV白浮站10kV李双楼线","岳庄南","100",0,"红色"]
[3859,"成武县供电公司","白浮图供电所","白浮图镇","35kV白浮站10kV007刘堂线","于桥2#","400",0,"红色"]
[3860,"成武县供电公司","白浮图供电所","白浮图镇","35kV白浮站10kV008吕洼线","10kV008吕洼线李河南台架变","400",0,"红色"]
[3861,"成武县供电公司","白浮图供电所","白浮图镇","35kV白浮站10kV008吕洼线","刘埔村配电室","160",0,"红色"]
[3862,"成武县供电公司","白浮图供电所","白浮图镇","35kV白浮站10kV0106孙庙线","大吴庄2#","200",0,"红色"]
[3863,"成武县供电公司","白浮图供电所","白浮图镇","35kV白浮站10kV李双楼线","苏阁村配电室","200",0,"红色"]
[3864,"成武县供电公司","白浮图供电所","白浮图镇","35kV白浮站10kV李双楼线","郝寨","200",0,"红色"]
[3865,"成武县供电公司","白浮图供电所","白浮图镇","35kV白浮站10kV004崔庄线","侯寨2#","200",0,"红色"]
[3866,"成武县供电公司","白浮图供电所","白浮图镇","35kV白浮站10kV李双楼线","董庄","200",0,"红色"]
[3867,"成武县供电公司","白浮图供电所","白浮图镇","35kV白浮站10kV李双楼线","于庄","200",0,"红色"]
[3868,"成武县供电公司","白浮图供电所","白浮图镇","35kV白浮站10kV李双楼线","梁寨西","200",0,"红色"]
[3869,"成武县供电公司","白浮图供电所","白浮图镇","35kV白浮站10kV李双楼线","平房2#","200",0,"红色"]
[3870,"成武县供电公司","白浮图供电所","白浮图镇","35kV白浮站10kV0106孙庙线","苏庄","100",0,"红色"]
[3871,"成武县供电公司","白浮图供电所","白浮图镇","35kV白浮站10kV李双楼线","郝寨3","200",0,"红色"]
[3872,"成武县供电公司","白浮图供电所","白浮图镇","35kV白浮站10kV李双楼线","10kV0108李双楼线梁寨南台架变","200",0,"红色"]
[3873,"成武县供电公司","白浮图供电所","白浮图镇","35kV白浮站10kV0106孙庙线","10kV005孙庙线邱宋庄北台架变","400",0,"红色"]
[3874,"成武县供电公司","白浮图供电所","白浮图镇","35kV白浮站10kV李双楼线","35kV白浮变电站10kV0108李双楼线孔庄西变压器","400",0,"红色"]
[3875,"成武县供电公司","白浮图供电所","白浮图镇","35kV白浮站10kV007刘堂线","35kV白浮变电站10kV007刘堂线刘堂南4#变压器","400",0,"红色"]
[3876,"成武县供电公司","白浮图供电所","白浮图镇","35kV白浮站10kV004崔庄线","徐官庄新村2号","400",0,"红色"]
[3877,"成武县供电公司","白浮图供电所","白浮图镇","35kV白浮站10kV李双楼线","35kV白浮变电站10kV008吕洼线李双楼西变压器","200",0,"红色"]
[3878,"成武县供电公司","白浮图供电所","白浮图镇","35kV白浮站10kV007刘堂线","侯河西南","400",0,"红色"]
[3879,"成武县供电公司","白浮图供电所","白浮图镇","35kV白浮站10kV007刘堂线","巴庄南","400",0,"红色"]
[3880,"成武县供电公司","白浮图供电所","白浮图镇","35kV白浮站10kV007刘堂线","侯河东","200",0,"红色"]
[3881,"成武县供电公司","白浮图供电所","白浮图镇","35kV白浮站10kV0106孙庙线","35kV白浮变电站10kV005孙庙线陈庄西变压器","200",0,"红色"]
[3882,"成武县供电公司","白浮图供电所","白浮图镇","35kV白浮站10kV0106孙庙线","35kV白浮变电站10kV005孙庙线孙庙新村东变压器","200",0,"红色"]
[3883,"成武县供电公司","白浮图供电所","白浮图镇","35kV白浮站10kV008吕洼线","白浮扶贫车间","200",0,"红色"]
[3884,"成武县供电公司","白浮图供电所","白浮图镇","35kV白浮站10kV008吕洼线","35kV白浮变电站10kV008吕洼线吉祥街北变压器","200",0,"红色"]
[3885,"成武县供电公司","白浮图供电所","白浮图镇","35kV白浮站10kV004崔庄线","齐楼","100",0,"红色"]
[3886,"成武县供电公司","白浮图供电所","白浮图镇","35kV白浮站10kV008吕洼线","10kV008吕洼线李楼#4台架变","200",0,"红色"]
[3887,"成武县供电公司","白浮图供电所","白浮图镇","35kV白浮站10kV004崔庄线","陈楼","200",0,"红色"]
[3888,"成武县供电公司","白浮图供电所","白浮图镇","35kV白浮站10kV李双楼线","刘土城村北配电室","200",0,"红色"]
[3889,"成武县供电公司","白浮图供电所","白浮图镇","35kV白浮站10kV004崔庄线","胡庙","160",0,"红色"]
[3890,"成武县供电公司","白浮图供电所","白浮图镇","35kV白浮站10kV007刘堂线","候河","160",0,"红色"]
[3891,"成武县供电公司","白浮图供电所","白浮图镇","35kV白浮站10kV007刘堂线","于桥","160",0,"红色"]
[3892,"成武县供电公司","白浮图供电所","白浮图镇","35kV白浮站10kV李双楼线","王庄","200",0,"红色"]
[3893,"成武县供电公司","白浮图供电所","白浮图镇","35kV白浮站10kV008吕洼线","10kV008吕洼线吉祥街公用台架变","400",0,"红色"]
[3894,"成武县供电公司","白浮图供电所","白浮图镇","35kV白浮站10kV007刘堂线","丁庄","400",0,"红色"]
[3895,"成武县供电公司","白浮图供电所","白浮图镇","35kV白浮站10kV008吕洼线","10kV008吕洼线张庄北煤改电台架变","400",0,"红色"]
[3896,"成武县供电公司","白浮图供电所","白浮图镇","35kV白浮站10kV0106孙庙线","陈庄南","200",0,"红色"]
[3897,"成武县供电公司","白浮图供电所","白浮图镇","35kV白浮站10kV李双楼线","10kV0108李双楼线梁寨东#2台架变","200",0,"红色"]
[3898,"成武县供电公司","白浮图供电所","白浮图镇","35kV白浮站10kV004崔庄线","鹿庄","200",0,"红色"]
[3899,"成武县供电公司","白浮图供电所","白浮图镇","35kV白浮站10kV008吕洼线","10kV008吕洼线刘铺#3台架变","200",0,"红色"]
[3900,"成武县供电公司","白浮图供电所","白浮图镇","35kV白浮站10kV0106孙庙线","陈庄","200",0,"红色"]
[3901,"成武县供电公司","白浮图供电所","白浮图镇","35kV白浮站10kV0106孙庙线","田海西2#","200",0,"红色"]
[3902,"成武县供电公司","白浮图供电所","白浮图镇","35kV白浮站10kV007刘堂线","刘堂2#","200",0,"红色"]
[3903,"成武县供电公司","白浮图供电所","白浮图镇","35kV白浮站10kV008吕洼线","10kV008吕洼线白浮北#2台架变","400",0,"红色"]
[3904,"成武县供电公司","白浮图供电所","白浮图镇","35kV白浮站10kV李双楼线","郝寨北","200",0,"红色"]
[3905,"成武县供电公司","白浮图供电所","白浮图镇","35kV白浮站10kV008吕洼线","10kV008吕洼线贾楼西台架变","200",0,"红色"]
[3906,"成武县供电公司","白浮图供电所","白浮图镇","35kV白浮站10kV0106孙庙线","乔楼","200",0,"红色"]
[3907,"成武县供电公司","白浮图供电所","白浮图镇","35kV白浮站10kV008吕洼线","10kV008吕洼线贾楼#2台架变","200",0,"红色"]
[3908,"成武县供电公司","白浮图供电所","白浮图镇","35kV白浮站10kV007刘堂线","白浮图镇巴庄村7号排灌变压器(2017)","100",0,"红色"]
[3909,"成武县供电公司","白浮图供电所","白浮图镇","35kV白浮站10kV007刘堂线","白浮南街3#","200",0,"红色"]
[3910,"成武县供电公司","白浮图供电所","白浮图镇","35kV白浮站10kV0106孙庙线","高庄2#","200",0,"红色"]
[3911,"成武县供电公司","白浮图供电所","白浮图镇","35kV白浮站10kV007刘堂线","刘堂南1#","200",0,"红色"]
[3912,"成武县供电公司","白浮图供电所","白浮图镇","35kV白浮站10kV0106孙庙线","贾早行2#","200",0,"红色"]
[3913,"成武县供电公司","白浮图供电所","白浮图镇","35kV白浮站10kV007刘堂线","张土楼","200",0,"红色"]
[3914,"成武县供电公司","白浮图供电所","白浮图镇","35kV白浮站10kV李双楼线","李河2#","400",0,"红色"]
[3915,"成武县供电公司","白浮图供电所","白浮图镇","35kV白浮站10kV008吕洼线","35kV白浮变电站10kV008吕洼线吉祥街南变压器","200",0,"红色"]
[3916,"成武县供电公司","白浮图供电所","白浮图镇","35kV白浮站10kV007刘堂线","白浮图镇高堌堆村2号排灌变压器(2017年)","100",0,"红色"]
[3917,"成武县供电公司","白浮图供电所","白浮图镇","35kV白浮站10kV0106孙庙线","陈庄扶贫车间","400",0,"红色"]
[3918,"成武县供电公司","白浮图供电所","白浮图镇","35kV白浮站10kV李双楼线","白浮站10kV孙庙线李菜园北台区","400",0,"红色"]
[3919,"成武县供电公司","白浮图供电所","白浮图镇","35kV白浮站10kV007刘堂线","白浮站10kV刘堂线权楼西台区","400",0,"红色"]
[3920,"成武县供电公司","白浮图供电所","白浮图镇","35kV白浮站10kV李双楼线","白浮站10kV孙庙线李菜园南台区","400",0,"红色"]
[3921,"成武县供电公司","白浮图供电所","白浮图镇","35kV白浮站10kV007刘堂线","白浮站10kV007刘堂线许官庄9号台架变","400",0,"红色"]
[3922,"成武县供电公司","白浮图供电所","白浮图镇","35kV白浮站10kV007刘堂线","鸿昌街东台架变柱上变","400",0,"红色"]
[3923,"成武县供电公司","白浮图供电所","白浮图镇","35kV白浮站10kV004崔庄线","刘庄东台架变柱上变","400",0,"红色"]
[3924,"成武县供电公司","白浮图供电所","白浮图镇","35kV白浮站10kV0106孙庙线","白浮站10kV孙庙线侯王庄东台架变","400",0,"红色"]
[3925,"成武县供电公司","白浮图供电所","白浮图镇","35kV白浮站10kV李双楼线","白浮站10kV李双楼线梁寨蒋庄台架变","100",0,"红色"]
[3926,"成武县供电公司","白浮图供电所","白浮图镇","35kV白浮站10kV004崔庄线","35kV白浮站10kV004崔庄线侯寨西柱上变","200",0,"红色"]
[3927,"成武县供电公司","白浮图供电所","白浮图镇","35kV白浮站10kV李双楼线","白浮站10kV005孙庙线苏阁#2台架变","400",0,"红色"]
[3928,"成武县供电公司","白浮图供电所","白浮图镇","35kV白浮站10kV008吕洼线","35kV白浮站10kV008吕洼线李楼#6台架变","400",0,"红色"]
[3929,"成武县供电公司","白浮图供电所","白浮图镇","35kV白浮站10kV李双楼线","白浮站10kV005孙庙线苏阁#3台架变","400",0,"红色"]
[3930,"成武县供电公司","白浮图供电所","白浮图镇","35kV白浮站10kV004崔庄线","10kV004崔庄线徐官庄北台架变柱上变","200",0,"红色"]
[3931,"成武县供电公司","白浮图供电所","白浮图镇","35kV白浮站10kV007刘堂线","10kV007刘堂线鹿庄北台架变","400",0,"红色"]
[3932,"成武县供电公司","白浮图供电所","白浮图镇","35kV白浮站10kV004崔庄线","10kV004崔庄线鹿庄南台架变","400",0,"红色"]
[3933,"成武县供电公司","党集供电所","党集镇","10kV0114胡堂线","南鲁站10kV胡堂线张杨台架变","400",0,"红色"]
[3934,"成武县供电公司","党集供电所","党集镇","10kV004化工园区1线（左）","卢庄站10kV化工园区1线镇政府东台架变","400",0,"红色"]
[3935,"成武县供电公司","党集供电所","党集镇","10kV008宋庄线","35kV卢庄站10kV宋庄线社直1号北柱上变","400",0,"红色"]
[3936,"成武县供电公司","党集供电所","党集镇","10kV008宋庄线","35kV卢庄站10kV宋庄线社直2号南柱上变","400",0,"红色"]
[3937,"成武县供电公司","党集供电所","党集镇","10kV0114胡堂线","南鲁站10kV胡堂线杨庄西台架变","400",0,"红色"]
[3938,"成武县供电公司","党集供电所","党集镇","10kV0101毕石门线","南鲁站10kV毕石门线郭刘庄社区台架变","200",0,"红色"]
[3939,"成武县供电公司","党集供电所","党集镇","10kV0106许楼线","伯乐站10kV许楼线西肖楼台架变","200",0,"红色"]
[3940,"成武县供电公司","党集供电所","党集镇","10kV0101毕石门线","南鲁站10kV毕石门线东肖楼西台架变","400",0,"红色"]
[3941,"成武县供电公司","党集供电所","党集镇","10kV0110胡楼线","南鲁站10kV胡楼线杨陈庄台架变","400",0,"红色"]
[3942,"成武县供电公司","党集供电所","党集镇","10kV0110胡楼线","南鲁站10kV胡楼线胡楼北东台架变","200",0,"红色"]
[3943,"成武县供电公司","党集供电所","党集镇","10kV0105李村线","南鲁站10kV李村线孙庄台架变","200",0,"红色"]
[3944,"成武县供电公司","党集供电所","党集镇","10kV0106许楼线","伯乐站10kV许楼线许楼台架","200",0,"红色"]
[3945,"成武县供电公司","党集供电所","党集镇","10kV0101毕石门线","南鲁站10kV毕石门线冷海东北照明台架变","200",0,"红色"]
[3946,"成武县供电公司","党集供电所","党集镇","10kV004化工园区1线（左）","卢庄站10kV化工园区1线吴庄台架变","200",0,"红色"]
[3947,"成武县供电公司","党集供电所","党集镇","10kV0105李村线","110kV南鲁站10kV李村线闫庄东台架变","200",0,"红色"]
[3948,"成武县供电公司","党集供电所","党集镇","10kV0105李村线","110kV南鲁站10kV李村线辛庄中台架变","200",0,"红色"]
[3949,"成武县供电公司","党集供电所","党集镇","10kV004化工园区1线（左）","10kV0104化工园区1线社西南台架变","200",0,"红色"]
[3950,"成武县供电公司","党集供电所","党集镇","10kV0105李村线","10kV006李村线盛海北台架变","200",0,"红色"]
[3951,"成武县供电公司","党集供电所","党集镇","10kV004化工园区1线（左）","刘老家照","200",0,"红色"]
[3952,"成武县供电公司","党集供电所","党集镇","10kV010李庙线","孟楼村配电室","100",0,"红色"]
[3953,"成武县供电公司","党集供电所","党集镇","10kV0105李村线","张庄","200",0,"红色"]
[3954,"成武县供电公司","党集供电所","党集镇","10kV0101毕石门线","10kV008毕石门线郭刘庄社区东台架变","200",0,"红色"]
[3955,"成武县供电公司","党集供电所","白浮图镇","10kV016段庄线","段庄","100",0,"红色"]
[3956,"成武县供电公司","党集供电所","党集镇","10kV0115苗岗线","王草庙","200",0,"红色"]
[3957,"成武县供电公司","党集供电所","白浮图镇","10kV016段庄线","侯庄西","200",0,"红色"]
[3958,"成武县供电公司","党集供电所","党集镇","10kV0105李村线","闫庄","200",0,"红色"]
[3959,"成武县供电公司","党集供电所","大田集镇","10kV0105党集线","田海","200",0,"红色"]
[3960,"成武县供电公司","党集供电所","党集镇","10kV0115苗岗线","董庄","100",0,"红色"]
[3961,"成武县供电公司","党集供电所","党集镇","10kV0101毕石门线","10kV008毕石门线郭刘庄台架变","200",0,"红色"]
[3962,"成武县供电公司","党集供电所","党集镇","10kV0105李村线","前史楼东南","200",0,"红色"]
[3963,"成武县供电公司","党集供电所","党集镇","10kV0101毕石门线","10kV008毕石门线刘北台架变","200",0,"红色"]
[3964,"成武县供电公司","党集供电所","党集镇","10kV0115苗岗线","10kV009苗岗线宝刘庄台架变","200",0,"红色"]
[3965,"成武县供电公司","党集供电所","党集镇","10kV004化工园区1线（左）","10kV0104化工园区1线（左）党中西台架变","200",0,"红色"]
[3966,"成武县供电公司","党集供电所","党集镇","10kV0101毕石门线","10kV008毕石门线郭刘庄社区南1号台架变","200",0,"红色"]
[3967,"成武县供电公司","党集供电所","党集镇","10kV0115苗岗线","10kV009苗岗线刘海台架","400",0,"红色"]
[3968,"成武县供电公司","党集供电所","党集镇","10kV0105李村线","闫庄前街","200",0,"红色"]
[3969,"成武县供电公司","党集供电所","大田集镇","10kV0105党集线","10kV0105党集线党集孙海北台架变","200",0,"红色"]
[3970,"成武县供电公司","党集供电所","大田集镇","10kV0105党集线","10kV005党集线南王楼西村配电室","160",0,"红色"]
[3971,"成武县供电公司","党集供电所","白浮图镇","10kV016段庄线","王庄","100",0,"红色"]
[3972,"成武县供电公司","党集供电所","党集镇","10kV0105李村线","10kV006李村线曹庄前街台架变","200",0,"红色"]
[3973,"成武县供电公司","党集供电所","党集镇","10kV0105李村线","前史庄西南","200",0,"红色"]
[3974,"成武县供电公司","党集供电所","党集镇","10kV010李庙线","10kV010李庙线孟楼东台架变","200",0,"红色"]
[3975,"成武县供电公司","党集供电所","党集镇","10kV0101毕石门线","10kV008毕石门线冷海社区东南台架变","200",0,"红色"]
[3976,"成武县供电公司","党集供电所","党集镇","10kV0105李村线","110kV南鲁站10kV006李村线盛海社区2号台架变","200",0,"红色"]
[3977,"成武县供电公司","党集供电所","党集镇","10kV0101毕石门线","110kV南鲁变电站10kV008毕石门线马庄中街1变压器","200",0,"红色"]
[3978,"成武县供电公司","党集供电所","党集镇","10kV004化工园区1线（左）","化工园区1线毕石门西社区变压器","200",0,"红色"]
[3979,"成武县供电公司","党集供电所","党集镇","10kV0101毕石门线","10kV008毕石门线郭刘庄社区北台架变","200",0,"红色"]
[3980,"成武县供电公司","党集供电所","党集镇","10kV008宋庄线","党集镇田庄村张庄南排灌变压器(2016年二批)","200",0,"红色"]
[3981,"成武县供电公司","党集供电所","党集镇","10kV0101毕石门线","10kV008毕石门线东肖楼东台架变","200",0,"红色"]
[3982,"成武县供电公司","党集供电所","大田集镇","10kV0105党集线","10kV0105党集线党集小王楼台架变","200",0,"红色"]
[3983,"成武县供电公司","党集供电所","大田集镇","10kV0105党集线","党集宋庄","200",0,"红色"]
[3984,"成武县供电公司","党集供电所","党集镇","10kV0106许楼线","10kV0106许楼线西肖楼西台架变","200",0,"红色"]
[3985,"成武县供电公司","党集供电所","党集镇","10kV0105李村线","110kV南鲁站10kV006李村线盛海社区1号台架变","200",0,"红色"]
[3986,"成武县供电公司","党集供电所","党集镇","10kV0101毕石门线","10kV008毕石门线刘北1台架变","100",0,"红色"]
[3987,"成武县供电公司","党集供电所","党集镇","10kV0114党化2线","10kV0114党化2线党集镇邵庄村2号排灌变压器（2019）台架变","100",0,"红色"]
[3988,"成武县供电公司","党集供电所","党集镇","10kV0105李村线","10kV006李村线田集镇盛海村盛海南排灌变压器（2017年一批）","100",0,"红色"]
[3989,"成武县供电公司","党集供电所","党集镇","10kV0105李村线","田集镇盛海村齐窑北排灌变压器（2017年一批）","100",0,"红色"]
[3990,"成武县供电公司","党集供电所","党集镇","10kV004化工园区1线（左）","10kV0104化工园区1线（左）毕石门东社区变压器","200",0,"红色"]
[3991,"成武县供电公司","党集供电所","党集镇","10kV0114胡堂线","10kV012胡堂线张杨社区东北台架变","200",0,"红色"]
[3992,"成武县供电公司","党集供电所","党集镇","10kV004化工园区1线（左）","10kV0104化工园区1线（左）刘东台架变","200",0,"红色"]
[3993,"成武县供电公司","党集供电所","大田集镇","10kV0105党集线","10kV0105党集线党集刘海东台架变","200",0,"红色"]
[3994,"成武县供电公司","党集供电所","党集镇","10kV010李庙线","10kV010李庙线田庄0北台架变","200",0,"红色"]
[3995,"成武县供电公司","党集供电所","党集镇","10kV0114党化2线","10kV0114党化2线张申楼村配电室","200",0,"红色"]
[3996,"成武县供电公司","党集供电所","党集镇","10kV0105李村线","10kV006李村线胡张庄北台架变","200",0,"红色"]
[3997,"成武县供电公司","党集供电所","大田集镇","10kV0105党集线","10kV0105党集线王楼东2台架变","200",0,"红色"]
[3998,"成武县供电公司","党集供电所","党集镇","10kV004化工园区1线（左）","党集学校北1","200",0,"红色"]
[3999,"成武县供电公司","党集供电所","大田集镇","10kV0105党集线","张石店","200",0,"红色"]
[4000,"成武县供电公司","党集供电所","党集镇","10kV0105李村线","辛庄北","200",0,"红色"]
[4001,"成武县供电公司","党集供电所","党集镇","10kV0115苗岗线","前苗楼北","160",0,"红色"]
[4002,"成武县供电公司","党集供电所","党集镇","10kV0105李村线","李村2#","200",0,"红色"]
[4003,"成武县供电公司","党集供电所","党集镇","10kV0105李村线","10kV006李村线前史楼南台架变","200",0,"红色"]
[4004,"成武县供电公司","党集供电所","党集镇","10kV0101毕石门线","南鲁站10kV毕石门线冷海东3号排灌变压器（2016第二批）","100",0,"红色"]
[4005,"成武县供电公司","党集供电所","党集镇","10kV0101毕石门线","110kV南鲁站10kV008毕石门线马庄南3号排灌台架变","100",0,"红色"]
[4006,"成武县供电公司","党集供电所","党集镇","10kV0105李村线","110kV南鲁站10kV006李村线马庄北4号排灌台架变","100",0,"红色"]
[4007,"成武县供电公司","党集供电所","党集镇","10kV0101毕石门线","110kV南鲁站10kV008毕石门线王草庙村谷楼东4号排灌台架变","100",0,"红色"]
[4008,"成武县供电公司","党集供电所","党集镇","10kV0101毕石门线","110kV南鲁站10kV008毕石门线王草庙北3号排灌台架变","100",0,"红色"]
[4009,"成武县供电公司","党集供电所","党集镇","10kV0105李村线","110kV南鲁站10kV006李村线马庄北5号排灌台架变","100",0,"红色"]
[4010,"成武县供电公司","党集供电所","党集镇","10kV0105李村线","110kV南鲁站10kV006李村线闫庄西1号排灌台架变","100",0,"红色"]
[4011,"成武县供电公司","党集供电所","党集镇","10kV0101毕石门线","110kV南鲁站10kV008毕石门线马庄村东肖楼西1号排灌台架变","100",0,"红色"]
[4012,"成武县供电公司","党集供电所","党集镇","10kV0106许楼线","10kV0106许楼线小刘海台架变","200",0,"红色"]
[4013,"成武县供电公司","党集供电所","党集镇","10kV010李庙线","田庄村4号排灌(2016年三批）","100",0,"红色"]
[4014,"成武县供电公司","党集供电所","党集镇","10kV0101毕石门线","110kV南鲁站10kV008毕石门线王草庙村谷楼6号排灌台架变","100",0,"红色"]
[4015,"成武县供电公司","党集供电所","党集镇","10kV0101毕石门线","110kV南鲁站10kV008毕石门线王草庙村谷楼东5号排灌台架变","100",0,"红色"]
[4016,"成武县供电公司","党集供电所","党集镇","10kV0101毕石门线","110kV南鲁站10kV008毕石门线王草庙南2号排灌台架变","100",0,"红色"]
[4017,"成武县供电公司","党集供电所","党集镇","10kV0105李村线","110kV南鲁站10kV006李村线曹庄南2号排灌台架变","100",0,"红色"]
[4018,"成武县供电公司","党集供电所","党集镇","10kV010李庙线","10kV010李庙线党集镇田庄村1号排灌变压器(2016年三批）台架变","100",0,"红色"]
[4019,"成武县供电公司","党集供电所","党集镇","10kV010李庙线","10kV010李庙线党集镇田庄村5号排灌变压器(2016年三批）台架变","100",0,"红色"]
[4020,"成武县供电公司","党集供电所","党集镇","10kV0105李村线","10kV006李村线党集镇刘辛庄村刘庄南5号排灌变压器（2016年一批）","100",0,"红色"]
[4021,"成武县供电公司","党集供电所","党集镇","10kV0105李村线","10kV006李村线党集镇郭刘庄村冷海北2号排灌变压器（2016年一批）","200",0,"红色"]
[4022,"成武县供电公司","党集供电所","大田集镇","10kV0105党集线","10kV0105党集线党集镇张石店4号排灌变压器（2016二批）台架变","100",0,"红色"]
[4023,"成武县供电公司","党集供电所","党集镇","10kV0105李村线","10kV006李村线党集镇刘辛庄村辛庄东7号排灌变压器（2016年一批）","100",0,"红色"]
[4024,"成武县供电公司","党集供电所","党集镇","10kV010李庙线","10kV010李庙线党集镇申楼村2号排灌变压器(2016二批）台架变","100",0,"红色"]
[4025,"成武县供电公司","党集供电所","白浮图镇","10kV016段庄线","10kV016段庄线辛集东台架变","200",0,"红色"]
[4026,"成武县供电公司","党集供电所","党集镇","10kV010李庙线","谢楼东台架变","200",0,"红色"]
[4027,"成武县供电公司","党集供电所","大田集镇","10kV0105党集线","孙海南变压器","200",0,"红色"]
[4028,"成武县供电公司","党集供电所","党集镇","10kV0110胡楼线","10kV015胡楼线胡楼北台架变","400",0,"红色"]
[4029,"成武县供电公司","党集供电所","党集镇","10kV004化工园区1线（左）","10kV0104化工园区1线（左）党集东2台 架变","200",0,"红色"]
[4030,"成武县供电公司","党集供电所","党集镇","10kV0105李村线","北王楼北","200",0,"红色"]
[4031,"成武县供电公司","党集供电所","党集镇","10kV0101毕石门线","东肖楼","100",0,"红色"]
[4032,"成武县供电公司","党集供电所","党集镇","10kV010李庙线","大董庄中","200",0,"红色"]
[4033,"成武县供电公司","党集供电所","党集镇","10kV0114党化2线","10kV0114党化2线王店西台架变","200",0,"红色"]
[4034,"成武县供电公司","党集供电所","党集镇","10kV0105李村线","曹庄北","200",0,"红色"]
[4035,"成武县供电公司","党集供电所","党集镇","10kV0105李村线","10kV006李村线南鲁站10kV李村线前史楼北洼6号排灌变压器（2016年）","200",0,"红色"]
[4036,"成武县供电公司","党集供电所","党集镇","10kV0105李村线","10kV006李村线南鲁站10kV李村线后史楼北5号排灌变压器（2016年）","200",0,"红色"]
[4037,"成武县供电公司","党集供电所","党集镇","10kV0105李村线","10kV006李村线南鲁站10kV李村线前史楼北洼东4号排灌变压器（2016年）","200",0,"红色"]
[4038,"成武县供电公司","党集供电所","党集镇","10kV0105李村线","10kV006李村线南鲁站10kV李村线于庄3号排灌变压器（2016年）","100",0,"红色"]
[4039,"成武县供电公司","党集供电所","党集镇","10kV0115苗岗线","110kV南鲁站10kV009苗岗线董口南排灌台架变","100",0,"红色"]
[4040,"成武县供电公司","党集供电所","党集镇","10kV0101毕石门线","110kV南鲁站10kV008毕石门线刘老家东5号排灌台架变","100",0,"红色"]
[4041,"成武县供电公司","党集供电所","党集镇","10kV0106许楼线","10kV0106许楼线许楼北排灌台架变","100",0,"红色"]
[4042,"成武县供电公司","党集供电所","党集镇","10kV0115苗岗线","110kV南鲁站10kV009苗岗线苗岗西排灌台架变","100",0,"红色"]
[4043,"成武县供电公司","党集供电所","党集镇","10kV0115苗岗线","110kV南鲁站10kV009苗岗线宝刘庄西排灌台架变","100",0,"红色"]
[4044,"成武县供电公司","党集供电所","党集镇","10kV0105李村线","10kV006李村线党集镇盐曹庄村北王楼东3号排灌变压器（2016年一批）","200",0,"红色"]
[4045,"成武县供电公司","党集供电所","党集镇","10kV0105李村线","10kV006李村线大田集镇李村北1号排灌变压器（2016年一批）","100",0,"红色"]
[4046,"成武县供电公司","党集供电所","党集镇","10kV0105李村线","10kV006李村线党集镇刘辛庄村胡张庄北1号排灌变压器（2016年一批）","100",0,"红色"]
[4047,"成武县供电公司","党集供电所","大田集镇","10kV0105党集线","10kV0105党集线党集镇张石店6号排灌变压器（2016二批）台架变","100",0,"红色"]
[4048,"成武县供电公司","党集供电所","党集镇","10kV010李庙线","10kV010李庙线党集镇申楼村1号排灌变压器(2016二批)台架变","100",0,"红色"]
[4049,"成武县供电公司","党集供电所","党集镇","10kV0105李村线","10kV006李村线南鲁站10kV李村线前史楼东2号排灌变压器（2016年）","100",0,"红色"]
[4050,"成武县供电公司","党集供电所","党集镇","10kV0105李村线","10kV006李村线党集镇刘辛庄村胡张庄西2号排灌变压器（2016年一批）","100",0,"红色"]
[4051,"成武县供电公司","党集供电所","党集镇","10kV0105李村线","10kV006李村线党集镇盐曹庄村北王楼西4号排灌变压器（2016年一批）","200",0,"红色"]
[4052,"成武县供电公司","党集供电所","大田集镇","10kV0105党集线","党集镇张石店1号排灌变压器（2016二批）","100",0,"红色"]
[4053,"成武县供电公司","党集供电所","党集镇","10kV010李庙线","申楼村4号排灌变压器(2016二批）","100",0,"红色"]
[4054,"成武县供电公司","党集供电所","党集镇","10kV0105李村线","10kV006李村线大田集镇李村西2号排灌变压器（2016年一批）","200",0,"红色"]
[4055,"成武县供电公司","党集供电所","党集镇","10kV004化工园区1线（左）","10kV0104化工园区1线（左）党集新区北台架变","100",0,"红色"]
[4056,"成武县供电公司","党集供电所","党集镇","10kV0105李村线","前史楼东北","200",0,"红色"]
[4057,"成武县供电公司","党集供电所","党集镇","10kV0105李村线","10kV006李村线后史楼西台架变","200",0,"红色"]
[4058,"成武县供电公司","党集供电所","党集镇","10kV0105李村线","李村前街","200",0,"红色"]
[4059,"成武县供电公司","党集供电所","党集镇","10kV0106郭楼线","毕石门西","100",0,"红色"]
[4060,"成武县供电公司","党集供电所","党集镇","10kV0105李村线","盐场东","200",0,"红色"]
[4061,"成武县供电公司","党集供电所","党集镇","10kV010李庙线","申楼村配电室","200",0,"红色"]
[4062,"成武县供电公司","党集供电所","白浮图镇","10kV016段庄线","王庄东","200",0,"红色"]
[4063,"成武县供电公司","党集供电所","党集镇","10kV004化工园区1线（左）","10kV0104化工园区1线党南东台架变","200",0,"红色"]
[4064,"成武县供电公司","党集供电所","党集镇","10kV004化工园区1线（左）","10kV0104化工园区1线（左）吴庄西台架变","200",0,"红色"]
[4065,"成武县供电公司","党集供电所","党集镇","10kV010李庙线","小董庄北","200",0,"红色"]
[4066,"成武县供电公司","党集供电所","党集镇","10kV004化工园区1线（左）","10kV0104化工园区1线（左）线新区北315台架变","315",0,"红色"]
[4067,"成武县供电公司","党集供电所","白浮图镇","10kV016段庄线","35kV卢庄变电站10kV016段庄线段庄东变压器","200",0,"红色"]
[4068,"成武县供电公司","党集供电所","党集镇","10kV0101毕石门线","杨庄路东","200",0,"红色"]
[4069,"成武县供电公司","党集供电所","党集镇","10kV004化工园区1线（左）","10kV0104化工园区1线（左）党集北台架变","160",0,"红色"]
[4070,"成武县供电公司","党集供电所","大田集镇","10kV0105党集线","10kV0105党集线张石店北台架变","200",0,"红色"]
[4071,"成武县供电公司","党集供电所","党集镇","10kV0105李村线","10kV006李村线南鲁站10kV李村线于庄西1号排灌变压器（2016年）","200",0,"红色"]
[4072,"成武县供电公司","党集供电所","党集镇","10kV0105李村线","110kV南鲁站10kV006李村线曹庄北1号排灌台架变","100",0,"红色"]
[4073,"成武县供电公司","党集供电所","党集镇","10kV0105李村线","110kV南鲁站10kV006李村线闫庄东2号排灌台架变","100",0,"红色"]
[4074,"成武县供电公司","党集供电所","党集镇","10kV0101毕石门线","110kV南鲁站10kV008毕石门线刘老家东4号排灌台架变","200",0,"红色"]
[4075,"成武县供电公司","党集供电所","党集镇","10kV0101毕石门线","110kV南鲁站10kV008毕石门线刘老家西5号排灌台架变","100",0,"红色"]
[4076,"成武县供电公司","党集供电所","党集镇","10kV0115苗岗线","110kV南鲁站10kV009苗岗线董口中排灌台架变","100",0,"红色"]
[4077,"成武县供电公司","党集供电所","党集镇","10kV010李庙线","35kV卢庄站10kV010李庙线田庄2号排灌台架变","100",0,"红色"]
[4078,"成武县供电公司","党集供电所","党集镇","10kV0110胡楼线","110kV南鲁站10kV015胡楼线刘海南3号排灌台架变","100",0,"红色"]
[4079,"成武县供电公司","党集供电所","党集镇","10kV0106郭楼线","110kV南鲁站10kV016郭楼线王草庙村毕石门1号排灌台架变","100",0,"红色"]
[4080,"成武县供电公司","党集供电所","党集镇","10kV0105李村线","10kV006李村线南鲁站10kV李村线后史楼东3号排灌变压器（2016年）","100",0,"红色"]
[4081,"成武县供电公司","党集供电所","党集镇","10kV008宋庄线","10kV008宋庄线社直北台架变","200",0,"红色"]
[4082,"成武县供电公司","党集供电所","党集镇","10kV0105李村线","10kV006李村线南鲁站10kV李村线前史楼北7号排灌变压器（2016年）","100",0,"红色"]
[4083,"成武县供电公司","党集供电所","党集镇","10kV0105李村线","10kV006李村线南鲁站10kV李村线前史楼东1号排灌变压器（2016年）","100",0,"红色"]
[4084,"成武县供电公司","党集供电所","党集镇","10kV0105李村线","10kV006李村线南鲁站10kV李村线刘辛庄学校东8号排灌变压器（2016年一批）","100",0,"红色"]
[4085,"成武县供电公司","党集供电所","党集镇","10kV0106许楼线","10kV0106许楼线许楼东排灌台架变","100",0,"红色"]
[4086,"成武县供电公司","党集供电所","党集镇","10kV0115苗岗线","10kV009苗岗线汶上集镇后苗村北2号排灌变压器（2016年一批）","100",0,"红色"]
[4087,"成武县供电公司","党集供电所","党集镇","10kV0115苗岗线","10kV009苗岗线汶上集镇后苗村西4号排灌变压器（2016年一批）","200",0,"红色"]
[4088,"成武县供电公司","党集供电所","大田集镇","10kV0105党集线","10kV0105党集线党集镇张石店3号排灌变压器（2016二批）台架变","100",0,"红色"]
[4089,"成武县供电公司","党集供电所","大田集镇","10kV0105党集线","10kV0105党集线党集镇张石店5号排灌变压器（2016二批）台架变","100",0,"红色"]
[4090,"成武县供电公司","党集供电所","党集镇","10kV0105李村线","10kV006李村线党集镇盐曹庄村曹庄北1号排灌变压器（2016年一批）","200",0,"红色"]
[4091,"成武县供电公司","党集供电所","党集镇","10kV0105李村线","10kV006李村线党集镇郭刘庄村郭庄北二5号排灌变压器（2016年一批）","200",0,"红色"]
[4092,"成武县供电公司","党集供电所","大田集镇","10kV0105党集线","10kV0105党集线党集镇张石店2号排灌变压器（2016二批）台架变","100",0,"红色"]
[4093,"成武县供电公司","党集供电所","党集镇","10kV0105李村线","10kV006李村线党集镇刘辛庄村刘庄东6号排灌变压器（2016年一批）","200",0,"红色"]
[4094,"成武县供电公司","党集供电所","党集镇","10kV0115苗岗线","10kV009苗岗线汶上集镇后苗村西北3排灌变压器（2016年一批）","100",0,"红色"]
[4095,"成武县供电公司","党集供电所","党集镇","10kV010李庙线","10kV010李庙线党集镇申楼村3号排灌变压器(2016二批）台架变","100",0,"红色"]
[4096,"成武县供电公司","党集供电所","党集镇","10kV0105李村线","10kV006李村线党集镇刘辛庄村刘庄西4号排灌变压器（2016年一批）","100",0,"红色"]
[4097,"成武县供电公司","党集供电所","党集镇","10kV010李庙线","10kV010李庙线党集镇田庄村2号排灌变压器(2016年三批）台架变","100",0,"红色"]
[4098,"成武县供电公司","党集供电所","大田集镇","10kV0105党集线","郑庄2","200",0,"红色"]
[4099,"成武县供电公司","党集供电所","党集镇","10kV004化工园区1线（左）","10kV0104化工园区1线党集学校东台架变","400",0,"红色"]
[4100,"成武县供电公司","党集供电所","党集镇","10kV004化工园区1线（左）","10kV0104化工园区1线（左）党集南台架变","200",0,"红色"]
[4101,"成武县供电公司","党集供电所","党集镇","10kV0115苗岗线","10kV009苗岗线宝张庄台架变","200",0,"红色"]
[4102,"成武县供电公司","党集供电所","白浮图镇","10kV016段庄线","李楼西村配电室","200",0,"红色"]
[4103,"成武县供电公司","党集供电所","大田集镇","10kV0105党集线","10kV0105党集线王楼西南台架变","200",0,"红色"]
[4104,"成武县供电公司","党集供电所","党集镇","10kV0105李村线","10kV006李村线马庄东台架变","200",0,"红色"]
[4105,"成武县供电公司","党集供电所","大田集镇","10kV0105党集线","南王楼南村配电室","160",0,"红色"]
[4106,"成武县供电公司","党集供电所","大田集镇","10kV0105党集线","许堂东","200",0,"红色"]
[4107,"成武县供电公司","党集供电所","党集镇","10kV010李庙线","李楼","200",0,"红色"]
[4108,"成武县供电公司","党集供电所","党集镇","10kV010李庙线","10kV010李庙线田庄东台架变","200",0,"红色"]
[4109,"成武县供电公司","党集供电所","党集镇","10kV0105李村线","前史西","200",0,"红色"]
[4110,"成武县供电公司","党集供电所","党集镇","10kV0105李村线","辛庄西","200",0,"红色"]
[4111,"成武县供电公司","党集供电所","党集镇","10kV0115苗岗线","董楼北","200",0,"红色"]
[4112,"成武县供电公司","党集供电所","党集镇","10kV004化工园区1线（左）","10kV0104化工园区1线（左）党集新区东台架变","200",0,"红色"]
[4113,"成武县供电公司","党集供电所","党集镇","10kV0105李村线","110kV南鲁站10kV006李村线曹庄台架变","200",0,"红色"]
[4114,"成武县供电公司","党集供电所","白浮图镇","10kV016段庄线","10kV016段庄线鲁庄1台架变","200",0,"红色"]
[4115,"成武县供电公司","党集供电所","党集镇","10kV0101毕石门线","王草庙东排灌变压器","160",0,"红色"]
[4116,"成武县供电公司","党集供电所","党集镇","10kV0106郭楼线","毕石门东","200",0,"红色"]
[4117,"成武县供电公司","党集供电所","党集镇","10kV0105李村线","闫庄中街","200",0,"红色"]
[4118,"成武县供电公司","党集供电所","党集镇","10kV004化工园区1线（左）","10kV0104化工园区1线（左）刘东南街台架变","200",0,"红色"]
[4119,"成武县供电公司","党集供电所","党集镇","10kV0106许楼线","10kV0106许楼线许楼西2台架变","200",0,"红色"]
[4120,"成武县供电公司","党集供电所","党集镇","10kV0114胡堂线","10kV012胡堂杨庄中街台架变","200",0,"红色"]
[4121,"成武县供电公司","党集供电所","党集镇","10kV004化工园区1线（左）","10kV0104化工园区1线（左）党北东台架变","200",0,"红色"]
[4122,"成武县供电公司","党集供电所","大田集镇","10kV0105党集线","前田海","200",0,"红色"]
[4123,"成武县供电公司","党集供电所","党集镇","10kV010李庙线","10kV010李庙线小董庄南台架变","200",0,"红色"]
[4124,"成武县供电公司","党集供电所","大田集镇","10kV0105党集线","35kV周店变电站10kV0105党集线张石店2变压器1","200",0,"红色"]
[4125,"成武县供电公司","党集供电所","党集镇","10kV004化工园区1线（左）","政府2号村配电室","200",0,"红色"]
[4126,"成武县供电公司","党集供电所","党集镇","10kV0105李村线","10kV006李村线南鲁站10kV李村线盐场北2号排灌变压器（2016年）","200",0,"红色"]
[4127,"成武县供电公司","党集供电所","党集镇","10kV010李庙线","田庄村3号排灌变压器(2016年三批）","100",0,"红色"]
[4128,"成武县供电公司","党集供电所","党集镇","10kV0101毕石门线","110kV南鲁站10kV008毕石门线刘老家西3号排灌台架变","100",0,"红色"]
[4129,"成武县供电公司","党集供电所","党集镇","10kV004化工园区1线（左）","35kV卢庄站10kV0104化工园区1线刘老家东1号排灌台架变","100",0,"红色"]
[4130,"成武县供电公司","党集供电所","党集镇","10kV004化工园区1线（左）","35kV卢庄站10kV0104化工园区1线刘老家村8号排灌台架变","100",0,"红色"]
[4131,"成武县供电公司","党集供电所","党集镇","10kV0101毕石门线","郭庄老年房","200",0,"红色"]
[4132,"成武县供电公司","党集供电所","党集镇","10kV0114党化2线","10kV0114党化2线邵庄村配电室","200",0,"红色"]
[4133,"成武县供电公司","党集供电所","党集镇","10kV0105李村线","孙庄东","200",0,"红色"]
[4134,"成武县供电公司","党集供电所","党集镇","10kV010李庙线","10kV010李庙线大董庄东台架变","200",0,"红色"]
[4135,"成武县供电公司","党集供电所","党集镇","10kV004化工园区1线（左）","10kV0104化工园区1线（左）党集中台架变","200",0,"红色"]
[4136,"成武县供电公司","党集供电所","党集镇","10kV0101毕石门线","毕石门线郭庄西台架变","400",0,"红色"]
[4137,"成武县供电公司","党集供电所","党集镇","10kV010李庙线","35kV卢庄变电站10kV010李庙线田庄南变压器","200",0,"红色"]
[4138,"成武县供电公司","党集供电所","党集镇","10kV0101毕石门线","10kV008毕石门线冷海照明北台架变","200",0,"红色"]
[4139,"成武县供电公司","党集供电所","党集镇","10kV004化工园区1线（左）","10kV0104化工园区1线（左）党中南台架变","200",0,"红色"]
[4140,"成武县供电公司","党集供电所","党集镇","10kV008宋庄线","35kV卢庄变电站10kV008宋庄线党集中学东变压器","400",0,"红色"]
[4141,"成武县供电公司","党集供电所","党集镇","10kV0105李村线","10kV006李村线盐场台架变","200",0,"红色"]
[4142,"成武县供电公司","党集供电所","党集镇","10kV0105李村线","张庄后街","200",0,"红色"]
[4143,"成武县供电公司","党集供电所","党集镇","10kV0101毕石门线","10kV008毕石门线刘西东台架变","200",0,"红色"]
[4144,"成武县供电公司","党集供电所","党集镇","10kV0106许楼线","10kV0106许楼线刘海南排灌变压器","200",0,"红色"]
[4145,"成武县供电公司","党集供电所","党集镇","10kV0101毕石门线","10kV008毕石门线马庄中街台架变","200",0,"红色"]
[4146,"成武县供电公司","党集供电所","党集镇","10kV0101毕石门线","10kV008毕石门线谷楼后街台架变","200",0,"红色"]
[4147,"成武县供电公司","党集供电所","白浮图镇","10kV016段庄线","徐楼东","200",0,"红色"]
[4148,"成武县供电公司","党集供电所","党集镇","10kV008宋庄线","社东","200",0,"红色"]
[4149,"成武县供电公司","党集供电所","白浮图镇","10kV016段庄线","徐楼","160",0,"红色"]
[4150,"成武县供电公司","党集供电所","白浮图镇","10kV016段庄线","35kV卢庄变电站10kV016段庄线侯庄变压器","100",0,"红色"]
[4151,"成武县供电公司","党集供电所","党集镇","10kV0115苗岗线","苗岗","200",0,"红色"]
[4152,"成武县供电公司","党集供电所","党集镇","10kV0105李村线","齐窑东","200",0,"红色"]
[4153,"成武县供电公司","党集供电所","党集镇","10kV004化工园区1线（左）","10kV0104化工园区1线（左）郭楼路西变压器","200",0,"红色"]
[4154,"成武县供电公司","党集供电所","党集镇","10kV010李庙线","10kV010李庙线田庄2号台架变","200",0,"红色"]
[4155,"成武县供电公司","党集供电所","党集镇","10kV0105李村线","10kV006李村线李村西台架变","200",0,"红色"]
[4156,"成武县供电公司","党集供电所","大田集镇","10kV0105党集线","李庄村配电室","200",0,"红色"]
[4157,"成武县供电公司","党集供电所","党集镇","10kV0105李村线","10kV006李村线南鲁站10kV李村线郭庄东6号排灌变压器（2016年二批)","100",0,"红色"]
[4158,"成武县供电公司","党集供电所","党集镇","10kV0105李村线","10kV006李村线南鲁站10kV李村线辛庄西3号排灌变压器（2016年一批）","100",0,"红色"]
[4159,"成武县供电公司","党集供电所","党集镇","10kV0105李村线","10kV006李村线南鲁站10kV李村线郭庄北4号排灌台架变（2016年二批）","100",0,"红色"]
[4160,"成武县供电公司","党集供电所","党集镇","10kV0105李村线","10kV006李村线南鲁站10kV李村线于庄2号排灌变压器（2016年）","200",0,"红色"]
[4161,"成武县供电公司","党集供电所","党集镇","10kV010李庙线","35kV卢庄站10kV010李庙线谢楼2号排灌台架变","100",0,"红色"]
[4162,"成武县供电公司","党集供电所","大田集镇","10kV0105党集线","党集镇南王楼村3号排灌变压器(2019年)","100",0,"红色"]
[4163,"成武县供电公司","党集供电所","党集镇","10kV004化工园区1线（左）","党集镇郭楼村2号排灌变压器（2019）台架变","100",0,"红色"]
[4164,"成武县供电公司","党集供电所","党集镇","10kV004化工园区1线（左）","党集镇党集村6号排灌变压器（2019）台架变","100",0,"红色"]
[4165,"成武县供电公司","党集供电所","党集镇","10kV004化工园区1线（左）","35kV卢庄变电站10kV0104化工园区1线党集镇党集村4号排灌台架变","400",0,"红色"]
[4166,"成武县供电公司","党集供电所","大田集镇","10kV0105党集线","党集镇党集村10号排灌变压器（2019）台架变","100",0,"红色"]
[4167,"成武县供电公司","党集供电所","大田集镇","10kV0105党集线","党集镇南王楼村8号排灌变压器(2019年)","100",0,"红色"]
[4168,"成武县供电公司","党集供电所","党集镇","10kV004化工园区1线（左）","党集镇郭楼村5号排灌变压器（2019）台架变","100",0,"红色"]
[4169,"成武县供电公司","党集供电所","党集镇","10kV004化工园区1线（左）","党集镇党集村11号排灌变压器（2019）台架变","100",0,"红色"]
[4170,"成武县供电公司","党集供电所","党集镇","10kV004化工园区1线（左）","党集镇郭楼村1号排灌变压器（2019）台架变","100",0,"红色"]
[4171,"成武县供电公司","党集供电所","党集镇","10kV004化工园区1线（左）","党集镇党集村5号排灌变压器（2019）台架变","100",0,"红色"]
[4172,"成武县供电公司","党集供电所","党集镇","10kV004化工园区1线（左）","党集镇党集村3号排灌变压器（2019）台架变","100",0,"红色"]
[4173,"成武县供电公司","党集供电所","党集镇","10kV004化工园区1线（左）","35kV卢庄变电站10kV0104化工园区1线（左）党集17队变压器","200",0,"红色"]
[4174,"成武县供电公司","党集供电所","大田集镇","10kV0105党集线","党集镇南王楼村4号排灌变压器(2019年)","100",0,"红色"]
[4175,"成武县供电公司","党集供电所","党集镇","10kV008宋庄线","党集镇党集村1号排灌变压器（2019）台架变","100",0,"红色"]
[4176,"成武县供电公司","党集供电所","党集镇","10kV004化工园区1线（左）","卢庄站化工园区1线郭楼村4号","400",0,"红色"]
[4177,"成武县供电公司","党集供电所","大田集镇","10kV0105党集线","党集镇南王楼村5号排灌变压器(2019年)","100",0,"红色"]
[4178,"成武县供电公司","党集供电所","党集镇","10kV004化工园区1线（左）","党集镇郭楼村6号排灌变压器（2019）台架变","100",0,"红色"]
[4179,"成武县供电公司","党集供电所","党集镇","10kV004化工园区1线（左）","党集镇党集村12号排灌变压器（2019）台架变","100",0,"红色"]
[4180,"成武县供电公司","党集供电所","大田集镇","10kV0105党集线","党集镇党集村9号排灌变压器（2019）台架变","100",0,"红色"]
[4181,"成武县供电公司","党集供电所","党集镇","10kV0105李村线","北王楼","200",0,"红色"]
[4182,"成武县供电公司","党集供电所","白浮图镇","10kV016段庄线","10kV016段庄线大李楼中台架变","200",0,"红色"]
[4183,"成武县供电公司","党集供电所","党集镇","10kV0105李村线","曹庄西","100",0,"红色"]
[4184,"成武县供电公司","党集供电所","党集镇","10kV008宋庄线","10kV008宋庄线桃园新区台架变","200",0,"红色"]
[4185,"成武县供电公司","党集供电所","党集镇","10kV0105李村线","刘庄北","200",0,"红色"]
[4186,"成武县供电公司","党集供电所","党集镇","10kV0101毕石门线","10kV008毕石门线刘西台架变","200",0,"红色"]
[4187,"成武县供电公司","党集供电所","党集镇","10kV004化工园区1线（左）","10kV0104化工园区1线镇政府西台架变","200",0,"红色"]
[4188,"成武县供电公司","党集供电所","党集镇","10kV004化工园区1线（左）","10kV0104化工园区1线（左）党集2队台架变","200",0,"红色"]
[4189,"成武县供电公司","党集供电所","党集镇","10kV0115苗岗线","10kV009苗岗线董楼北2台架变","400",0,"红色"]
[4190,"成武县供电公司","党集供电所","大田集镇","10kV0105党集线","田海西","200",0,"红色"]
[4191,"成武县供电公司","党集供电所","党集镇","10kV0105李村线","110kV南鲁站10kV006李村线于庄台架变","200",0,"红色"]
[4192,"成武县供电公司","党集供电所","党集镇","10kV0110胡楼线","10kV015胡楼线胡楼后街台架变","200",0,"红色"]
[4193,"成武县供电公司","党集供电所","党集镇","10kV0105李村线","刘辛庄","200",0,"红色"]
[4194,"成武县供电公司","党集供电所","党集镇","10kV010李庙线","李庙北","200",0,"红色"]
[4195,"成武县供电公司","党集供电所","党集镇","10kV004化工园区1线（左）","10kV0104化工园区1线（左）陈家庄台架变","200",0,"红色"]
[4196,"成武县供电公司","党集供电所","党集镇","10kV0101毕石门线","10kV008毕石门线刘老家中街台架变","200",0,"红色"]
[4197,"成武县供电公司","党集供电所","党集镇","10kV010李庙线","10kV010李庙线李庙东台架变","200",0,"红色"]
[4198,"成武县供电公司","党集供电所","党集镇","10kV0101毕石门线","10kV008毕石门线冷海社区南1台架变","200",0,"红色"]
[4199,"成武县供电公司","党集供电所","党集镇","10kV0110胡楼线","10kV015胡楼线董口北排灌台架变","100",0,"红色"]
[4200,"成武县供电公司","党集供电所","党集镇","10kV0115苗岗线","110kV南鲁站10kV009苗岗线苗岗南排灌台架变","100",0,"红色"]
[4201,"成武县供电公司","党集供电所","党集镇","10kV0110胡楼线","110kV南鲁站10kV015胡楼线刘海北1号排灌台架变","100",0,"红色"]
[4202,"成武县供电公司","党集供电所","党集镇","10kV004化工园区1线（左）","35kV卢庄站10kV0104化工园区1线刘老家西3号排灌台架变","200",0,"红色"]
[4203,"成武县供电公司","党集供电所","党集镇","10kV010李庙线","35kV卢庄站10kV010李庙线孟楼1号排灌台架变","100",0,"红色"]
[4204,"成武县供电公司","党集供电所","党集镇","10kV0101毕石门线","110kV南鲁站10kV008毕石门线王草庙村刘庄7号排灌台架变","100",0,"红色"]
[4205,"成武县供电公司","党集供电所","党集镇","10kV0110胡楼线","110kV南鲁站10kV015胡楼线刘海村4号排灌台架变","100",0,"红色"]
[4206,"成武县供电公司","党集供电所","党集镇","10kV004化工园区1线（左）","35kV卢庄站10kV0104化工园区1线刘老家村7号排灌台架变","100",0,"红色"]
[4207,"成武县供电公司","党集供电所","党集镇","10kV0101毕石门线","南鲁站10kV008毕石门线马庄村东肖楼东2号排灌台架变","100",0,"红色"]
[4208,"成武县供电公司","党集供电所","大田集镇","10kV0105党集线","党集镇南王楼村2号排灌变压器(2019年)","100",0,"红色"]
[4209,"成武县供电公司","党集供电所","大田集镇","10kV0105党集线","党集镇南王楼村6号排灌变压器(2019年)","100",0,"红色"]
[4210,"成武县供电公司","党集供电所","大田集镇","10kV0105党集线","党集镇南王楼村9号排灌变压器(2019年)","100",0,"红色"]
[4211,"成武县供电公司","党集供电所","党集镇","10kV0114党化2线","10kV0114党化2线党集镇邵庄村1号排灌变压器（2019）台架变","100",0,"红色"]
[4212,"成武县供电公司","党集供电所","大田集镇","10kV0105党集线","党集镇党集村8号排灌变压器（2019）台架变","100",0,"红色"]
[4213,"成武县供电公司","党集供电所","大田集镇","10kV0105党集线","党集镇南王楼村1号排灌变压器(2019年)","100",0,"红色"]
[4214,"成武县供电公司","党集供电所","党集镇","10kV008宋庄线","党集镇党集村2号排灌变压器（2019）台架变","100",0,"红色"]
[4215,"成武县供电公司","党集供电所","大田集镇","10kV0105党集线","党集镇南王楼村7号排灌变压器(2019年)","100",0,"红色"]
[4216,"成武县供电公司","党集供电所","党集镇","10kV0106许楼线","10kV0106许楼线刘海西台架变","200",0,"红色"]
[4217,"成武县供电公司","党集供电所","党集镇","10kV0109党化1线","10kV0109党化1线胡楼东台架变","200",0,"红色"]
[4218,"成武县供电公司","党集供电所","大田集镇","10kV0105党集线","李庄2号","200",0,"红色"]
[4219,"成武县供电公司","党集供电所","党集镇","10kV0101毕石门线","谷刘庄东","200",0,"红色"]
[4220,"成武县供电公司","党集供电所","党集镇","10kV008宋庄线","社西","400",0,"红色"]
[4221,"成武县供电公司","党集供电所","大田集镇","10kV0105党集线","10kV0105党集线党集许堂北台架变","200",0,"红色"]
[4222,"成武县供电公司","党集供电所","党集镇","10kV0115苗岗线","10kV009苗岗线后苗西台架变","400",0,"红色"]
[4223,"成武县供电公司","党集供电所","大田集镇","10kV0105党集线","10kV0105党集线张石店西台架变","200",0,"红色"]
[4224,"成武县供电公司","党集供电所","党集镇","10kV004化工园区1线（左）","10kV0104化工园区1线（左）刘老家北台架变","200",0,"红色"]
[4225,"成武县供电公司","党集供电所","党集镇","10kV0105李村线","闫庄照明南","200",0,"红色"]
[4226,"成武县供电公司","党集供电所","党集镇","10kV004化工园区1线（左）","10kV0104化工园区1线（左）党集新区台架变","200",0,"红色"]
[4227,"成武县供电公司","党集供电所","党集镇","10kV0106许楼线","10kV0106许楼线西肖楼北台架变","200",0,"红色"]
[4228,"成武县供电公司","党集供电所","大田集镇","10kV0105党集线","许堂村配电室","200",0,"红色"]
[4229,"成武县供电公司","党集供电所","党集镇","10kV0110胡楼线","10kV015胡楼线胡楼中街台架变","200",0,"红色"]
[4230,"成武县供电公司","党集供电所","党集镇","10kV0105李村线","北王楼东","200",0,"红色"]
[4231,"成武县供电公司","党集供电所","党集镇","10kV010李庙线","丁庄村配电室","200",0,"红色"]
[4232,"成武县供电公司","党集供电所","白浮图镇","10kV016段庄线","马庄村配电室","200",0,"红色"]
[4233,"成武县供电公司","党集供电所","党集镇","10kV0110胡楼线","胡楼南","200",0,"红色"]
[4234,"成武县供电公司","党集供电所","党集镇","10kV0105李村线","于庄南","160",0,"红色"]
[4235,"成武县供电公司","党集供电所","党集镇","10kV0101毕石门线","10kV008毕石门线郭庄中排灌变压器","200",0,"红色"]
[4236,"成武县供电公司","党集供电所","党集镇","10kV0105李村线","李村","125",0,"红色"]
[4237,"成武县供电公司","党集供电所","党集镇","10kV0106许楼线","10kV0106许楼线许楼西台架变","200",0,"红色"]
[4238,"成武县供电公司","党集供电所","党集镇","10kV0115苗岗线","宝张庄北","400",0,"红色"]
[4239,"成武县供电公司","党集供电所","党集镇","10kV0101毕石门线","南鲁站10kV毕石门线郭庄南1号排灌变压器（2016第二批）","100",0,"红色"]
[4240,"成武县供电公司","党集供电所","党集镇","10kV0105李村线","前史西3","200",0,"红色"]
[4241,"成武县供电公司","党集供电所","大田集镇","10kV0105党集线","南王楼北","200",0,"红色"]
[4242,"成武县供电公司","党集供电所","党集镇","10kV0114胡堂线","10kV012胡堂线张杨社区西南台架变","200",0,"红色"]
[4243,"成武县供电公司","党集供电所","党集镇","10kV004化工园区1线（左）","35kV卢庄变电站10kV0104化工园区I线（左）新区东2号变压器","400",0,"红色"]
[4244,"成武县供电公司","党集供电所","大田集镇","10kV0105党集线","党集镇党集村7号排灌变压器（2019）台架变","100",0,"红色"]
[4245,"成武县供电公司","党集供电所","党集镇","10kV0109党化1线","35kV周店站10kV0109党化1线郭楼西南变压器","200",0,"红色"]
[4246,"成武县供电公司","党集供电所","党集镇","10kV004化工园区1线（左）","110kV南鲁变电站10kV郭楼线郭楼东2号变压器","200",0,"红色"]
[4247,"成武县供电公司","党集供电所","党集镇","10kV0114党化2线","35kV周店变电站10kV0114党化2线邵庄东变压器","200",0,"红色"]
[4248,"成武县供电公司","党集供电所","党集镇","10kV0114党化2线","35kV周店变电站10kV0114党化2线邵庄北变压器","200",0,"红色"]
[4249,"成武县供电公司","党集供电所","党集镇","10kV0105李村线","10kV006李村线田集镇盛海村盛海西排灌变压器（2017年一批）","100",0,"红色"]
[4250,"成武县供电公司","党集供电所","党集镇","10kV004化工园区1线（左）","10kV0104化工园区1线（左）毕石门中社区变压器","200",0,"红色"]
[4251,"成武县供电公司","党集供电所","党集镇","10kV004化工园区1线（左）","10kV0104化工园区1线凤凰社区1号箱变","630",0,"红色"]
[4252,"成武县供电公司","党集供电所","党集镇","10kV0101毕石门线","麒麟社区4号箱变间隔配电变压器","630",0,"红色"]
[4253,"成武县供电公司","党集供电所","党集镇","10kV004化工园区1线（左）","10kV0104化工园区1线凤凰社区6号箱变","630",0,"红色"]
[4254,"成武县供电公司","党集供电所","党集镇","10kV004化工园区1线（左）","麒麟社区1号箱变间隔配电变压器","630",0,"红色"]
[4255,"成武县供电公司","党集供电所","党集镇","10kV004化工园区1线（左）","10kV0104化工园区1线凤凰社区2号箱变","630",0,"红色"]
[4256,"成武县供电公司","党集供电所","党集镇","10kV004化工园区1线（左）","麒麟社区3号箱变间隔配电变压器","630",0,"红色"]
[4257,"成武县供电公司","党集供电所","党集镇","10kV004化工园区1线（左）","10kV0104化工园区1线凤凰社区5号箱变","630",0,"红色"]
[4258,"成武县供电公司","党集供电所","党集镇","10kV004化工园区1线（左）","10kV0104化工园区1线凤凰社区3号箱变","630",0,"红色"]
[4259,"成武县供电公司","党集供电所","党集镇","10kV004化工园区1线（左）","麒麟社区5号箱变间隔配电变压器","630",0,"红色"]
[4260,"成武县供电公司","党集供电所","党集镇","10kV004化工园区1线（左）","10kV0104化工园区1线凤凰社区4号箱变","630",0,"红色"]
[4261,"成武县供电公司","党集供电所","党集镇","10kV0105李村线","110kV南鲁站10kV006李村线于庄南1台架变","200",0,"红色"]
[4262,"成武县供电公司","党集供电所","党集镇","10kV0105李村线","110kV南鲁站10kV006李村线于庄中台架变","200",0,"红色"]
[4263,"成武县供电公司","党集供电所","党集镇","10kV0105李村线","10kV006李村线后史楼社区北台架变","400",0,"红色"]
[4264,"成武县供电公司","党集供电所","党集镇","10kV0101毕石门线","麒麟社区6号箱变间隔配电变压器","400",0,"红色"]
[4265,"成武县供电公司","党集供电所","党集镇","10kV0101毕石门线","麒麟社区2号箱变间隔配电变压器","630",0,"红色"]
[4266,"成武县供电公司","党集供电所","党集镇","10kV0105李村线","10kV006李村线后史楼社区南台架变","400",0,"红色"]
[4267,"成武县供电公司","党集供电所","党集镇","10kV004化工园区1线（左）","刘老家南柱上变","200",0,"红色"]
[4268,"成武县供电公司","党集供电所","党集镇","10kV004化工园区1线（左）","党集新区2号柱上变","200",0,"红色"]
[4269,"成武县供电公司","党集供电所","党集镇","10kV0105李村线","10kV006李村线胡张庄柱上变","100",0,"红色"]
[4270,"成武县供电公司","党集供电所","党集镇","10kV0114胡堂线","10kV012胡堂线杨庄西台架变","80",0,"红色"]
[4271,"成武县供电公司","党集供电所","党集镇","10kV0114胡堂线","10kV012胡堂线杨庄东台架变","80",0,"红色"]
[4272,"成武县供电公司","党集供电所","党集镇","10kV010李庙线","谢楼台架变","100",0,"红色"]
[4273,"成武县供电公司","党集供电所","大田集镇","10kV0105党集线","10kV党集线郑庄北台架变","400",0,"红色"]
[4274,"成武县供电公司","党集供电所","白浮图镇","10kV016段庄线","东王楼","200",0,"红色"]
[4275,"成武县供电公司","党集供电所","党集镇","10kV004化工园区1线（左）","10kV0104化工园区1线党集村街南台架变","400",0,"红色"]
[4276,"成武县供电公司","党集供电所","党集镇","10kV0105李村线","10kV李村线盛海3号台架变","400",0,"红色"]
[4277,"成武县供电公司","党集供电所","党集镇","10kV0105李村线","10kV李村线盛海4号台架变","400",0,"红色"]
[4278,"成武县供电公司","党集供电所","白浮图镇","10kV016段庄线","10kV016段庄线辛集西台架变","200",0,"红色"]
[4279,"成武县供电公司","党集供电所","党集镇","10kV004化工园区1线（左）","10kV0104化工园区1线凤凰社区7号柱上变","400",0,"红色"]
[4280,"成武县供电公司","党集供电所","党集镇","10kV0105李村线","10kV李村线盛海1号台架变","400",0,"红色"]
[4281,"成武县供电公司","党集供电所","党集镇","10kV0105李村线","10kV李村线盛海2号台架变","400",0,"红色"]
[4282,"成武县供电公司","苟村集供电所","苟村集镇","110kV东城站10kV005苟村集线","110kV东城站苟村集线苟村东3号柱上变","400",0,"红色"]
[4283,"成武县供电公司","苟村集供电所","苟村集镇","110kV东城站10kV011孔楼线","110kV东城站10kV孔楼线孔楼西柱上变","200",0,"红色"]
[4284,"成武县供电公司","苟村集供电所","苟村集镇","110kV东城站10kV011孔楼线","10kV孔楼线孔李楼中配电室","200",0,"红色"]
[4285,"成武县供电公司","苟村集供电所","苟村集镇","110kV东城站10kV015吕庄线","110kV东城站10kV吕庄线杨楼柱上变","200",0,"红色"]
[4286,"成武县供电公司","苟村集供电所","苟村集镇","110kV东城站10kV004刘海线","110kV东城站10kV刘海线曹邵庄柱上变","200",0,"红色"]
[4287,"成武县供电公司","苟村集供电所","苟村集镇","110kV东城站10kV005苟村集线","110kV东城站10kV苟村集线苟村东柱上变","400",0,"红色"]
[4288,"成武县供电公司","苟村集供电所","苟村集镇","110kV东城站10kV015吕庄线","110kV东城站10kV吕庄线牛王庙柱上变","400",0,"红色"]
[4289,"成武县供电公司","苟村集供电所","苟村集镇","110kV东城站10kV004刘海线","110kV东城站10kV刘海线梁庙柱上变","200",0,"红色"]
[4290,"成武县供电公司","苟村集供电所","苟村集镇","110kV东城站10kV005苟村集线","110kV东城站10kV苟村集线苟村东2柱上变","400",0,"红色"]
[4291,"成武县供电公司","苟村集供电所","苟村集镇","10kV009王庄线","110kV东城站10kV王庄线后张口柱上变","200",0,"红色"]
[4292,"成武县供电公司","苟村集供电所","苟村集镇","110kV东城站10kV004刘海线","110kV东城站10kV刘海线王营柱上变","200",0,"红色"]
[4293,"成武县供电公司","苟村集供电所","苟村集镇","110kV东城站10kV004刘海线","110kV东城站10kV刘海线刘海北台架变","200",0,"红色"]
[4294,"成武县供电公司","苟村集供电所","苟村集镇","110kV东城站10kV012郭桥线","10kV012郭桥线郭桥台架变","200",0,"红色"]
[4295,"成武县供电公司","苟村集供电所","苟村集镇","110kV东城站10kV015吕庄线","蜜蜂刘庄","200",0,"红色"]
[4296,"成武县供电公司","苟村集供电所","苟村集镇","110kV东城站10kV005苟村集线","苟村西","200",0,"红色"]
[4297,"成武县供电公司","苟村集供电所","苟村集镇","110kV东城站10kV010盛大寨线","马庄","200",0,"红色"]
[4298,"成武县供电公司","苟村集供电所","苟村集镇","110kV东城站10kV012郭桥线","110kV东城变电站10kV012郭桥线杨集变压器","200",0,"红色"]
[4299,"成武县供电公司","苟村集供电所","苟村集镇","110kV东城站10kV011孔楼线","孔张楼","200",0,"红色"]
[4300,"成武县供电公司","苟村集供电所","苟村集镇","10kV0122园区4线","10kV0122园区4线李楼台架变","200",0,"红色"]
[4301,"成武县供电公司","苟村集供电所","苟村集镇","110kV东城站10kV005苟村集线","10kV005苟村集线祝庄台架变","200",0,"红色"]
[4302,"成武县供电公司","苟村集供电所","苟村集镇","110kV东城站10kV012郭桥线","朱新庄","200",0,"红色"]
[4303,"成武县供电公司","苟村集供电所","苟村集镇","10kV0112后湾线","谷店3","200",0,"红色"]
[4304,"成武县供电公司","苟村集供电所","苟村集镇","110kV东城站10kV012郭桥线","110kV东城变电站10kV012郭桥线李坑变压器","200",0,"红色"]
[4305,"成武县供电公司","苟村集供电所","苟村集镇","110kV东城站10kV011孔楼线","孙寺镇毛洼村6号排灌变压器（2016年三批）","200",0,"红色"]
[4306,"成武县供电公司","苟村集供电所","苟村集镇","10kV0112后湾线","10kV0112后湾线孙寺镇前陈庄3号农灌变压器（2016年三批）台架变","100",0,"红色"]
[4307,"成武县供电公司","苟村集供电所","苟村集镇","110kV东城站10kV011孔楼线","10kV011孔楼线宋楼台西台架变","200",0,"红色"]
[4308,"成武县供电公司","苟村集供电所","苟村集镇","110kV东城站10kV011孔楼线","毛洼","200",0,"红色"]
[4309,"成武县供电公司","苟村集供电所","苟村集镇","110kV东城站10kV011孔楼线","10kV011孔楼线郭庄台架变","315",0,"红色"]
[4310,"成武县供电公司","苟村集供电所","苟村集镇","110kV东城站10kV004刘海线","王营东","200",0,"红色"]
[4311,"成武县供电公司","苟村集供电所","苟村集镇","110kV东城站10kV011孔楼线","东贾庄","200",0,"红色"]
[4312,"成武县供电公司","苟村集供电所","苟村集镇","110kV东城站10kV011孔楼线","祝桥南","200",0,"红色"]
[4313,"成武县供电公司","苟村集供电所","苟村集镇","110kV东城站10kV011孔楼线","10kV011孔楼线宋田庄台架变","100",0,"红色"]
[4314,"成武县供电公司","苟村集供电所","苟村集镇","110kV东城站10kV004刘海线","大王庄","200",0,"红色"]
[4315,"成武县供电公司","苟村集供电所","苟村集镇","110kV东城站10kV004刘海线","10kV004刘海线张刘庄#2台架变","200",0,"红色"]
[4316,"成武县供电公司","苟村集供电所","苟村集镇","110kV东城站10kV004刘海线","刘海","800",0,"红色"]
[4317,"成武县供电公司","苟村集供电所","苟村集镇","10kV0112后湾线","10kV0112后湾线南陈庄西台架变","200",0,"红色"]
[4318,"成武县供电公司","苟村集供电所","苟村集镇","110kV东城站10kV011孔楼线","10kV011孔楼线前李楼#2台架变","50",0,"红色"]
[4319,"成武县供电公司","苟村集供电所","苟村集镇","110kV东城站10kV006苟村工业线","110kV东城变电站10kV006苟村工业线楚楼2变压器","200",0,"红色"]
[4320,"成武县供电公司","苟村集供电所","苟村集镇","110kV东城站10kV011孔楼线","10kV011孔楼线侯庄北台架变","200",0,"红色"]
[4321,"成武县供电公司","苟村集供电所","苟村集镇","10kV0112后湾线","前单桥村配电室","80",0,"红色"]
[4322,"成武县供电公司","苟村集供电所","苟村集镇","110kV东城站10kV012郭桥线","10kV012郭桥线徐庄台架变","200",0,"红色"]
[4323,"成武县供电公司","苟村集供电所","苟村集镇","10kV0112后湾线","10kV0112后湾线前单桥3号台架变","200",0,"红色"]
[4324,"成武县供电公司","苟村集供电所","苟村集镇","110kV东城站10kV005苟村集线","刘池堂中","200",0,"红色"]
[4325,"成武县供电公司","苟村集供电所","苟村集镇","110kV东城站10kV004刘海线","苟村南2号","200",0,"红色"]
[4326,"成武县供电公司","苟村集供电所","苟村集镇","10kV009王庄线","后张口北","200",0,"红色"]
[4327,"成武县供电公司","苟村集供电所","苟村集镇","110kV东城站10kV005苟村集线","后邵庄新村","630",0,"红色"]
[4328,"成武县供电公司","苟村集供电所","苟村集镇","110kV东城站10kV004刘海线","南街4号","200",0,"红色"]
[4329,"成武县供电公司","苟村集供电所","苟村集镇","10kV0112后湾线","10kV0112后湾线前李村6号农业排灌台架变","100",0,"红色"]
[4330,"成武县供电公司","苟村集供电所","苟村集镇","110kV东城站10kV012郭桥线","10kV012郭桥线徐庄南煤改电台区","400",0,"红色"]
[4331,"成武县供电公司","苟村集供电所","苟村集镇","110kV东城站10kV011孔楼线","毛洼2煤改电台区","400",0,"红色"]
[4332,"成武县供电公司","苟村集供电所","苟村集镇","110kV东城站10kV011孔楼线","10kV孔楼线张河口南台架变","200",0,"红色"]
[4333,"成武县供电公司","苟村集供电所","苟村集镇","110kV东城站10kV011孔楼线","毛洼东1煤改电台区","400",0,"红色"]
[4334,"成武县供电公司","苟村集供电所","苟村集镇","110kV东城站10kV015吕庄线","110kV东城变电站10kV015吕庄线大曹庄2号变压器","200",0,"红色"]
[4335,"成武县供电公司","苟村集供电所","苟村集镇","110kV东城站10kV005苟村集线","苟村西3","200",0,"红色"]
[4336,"成武县供电公司","苟村集供电所","苟村集镇","110kV东城站10kV011孔楼线","祝桥北","200",0,"红色"]
[4337,"成武县供电公司","苟村集供电所","苟村集镇","110kV东城站10kV012郭桥线","陈庄北","200",0,"红色"]
[4338,"成武县供电公司","苟村集供电所","苟村集镇","110kV东城站10kV005苟村集线","苟村十一队","200",0,"红色"]
[4339,"成武县供电公司","苟村集供电所","苟村集镇","110kV东城站10kV011孔楼线","110kV东城变电站10kV011孔楼线侯庄东变压器","200",0,"红色"]
[4340,"成武县供电公司","苟村集供电所","苟村集镇","110kV东城站10kV004刘海线","贾楼北","200",0,"红色"]
[4341,"成武县供电公司","苟村集供电所","苟村集镇","110kV东城站10kV015吕庄线","黄安刘庄北","200",0,"红色"]
[4342,"成武县供电公司","苟村集供电所","苟村集镇","110kV东城站10kV011孔楼线","10kV011孔楼线宋楼台东台架变","200",0,"红色"]
[4343,"成武县供电公司","苟村集供电所","苟村集镇","110kV东城站10kV012郭桥线","10kV012郭桥线江堂村配电室","200",0,"红色"]
[4344,"成武县供电公司","苟村集供电所","苟村集镇","110kV东城站10kV011孔楼线","甄庄北","200",0,"红色"]
[4345,"成武县供电公司","苟村集供电所","苟村集镇","10kV0112后湾线","后湾线张邓庄北台架变","200",0,"红色"]
[4346,"成武县供电公司","苟村集供电所","苟村集镇","10kV0112后湾线","前单桥东","200",0,"红色"]
[4347,"成武县供电公司","苟村集供电所","苟村集镇","110kV东城站10kV006苟村工业线","十里口西","200",0,"红色"]
[4348,"成武县供电公司","苟村集供电所","苟村集镇","110kV东城站10kV005苟村集线","苟村南街2号","200",0,"红色"]
[4349,"成武县供电公司","苟村集供电所","苟村集镇","110kV东城站10kV004刘海线","贾庄东新","200",0,"红色"]
[4350,"成武县供电公司","苟村集供电所","苟村集镇","10kV0122园区4线","10kV0122园区4线王楼南新台架变","200",0,"红色"]
[4351,"成武县供电公司","苟村集供电所","苟村集镇","10kV0112后湾线","张邓庄南","200",0,"红色"]
[4352,"成武县供电公司","苟村集供电所","苟村集镇","10kV0122园区4线","10kV0122园区4线王楼台架变","200",0,"红色"]
[4353,"成武县供电公司","苟村集供电所","苟村集镇","10kV009王庄线","前张口东","400",0,"红色"]
[4354,"成武县供电公司","苟村集供电所","苟村集镇","110kV东城站10kV011孔楼线","10kV011孔楼线高庄北台架变","200",0,"红色"]
[4355,"成武县供电公司","苟村集供电所","苟村集镇","10kV009王庄线","前张口西","200",0,"红色"]
[4356,"成武县供电公司","苟村集供电所","苟村集镇","110kV东城站10kV011孔楼线","10kV011孔楼线苟村集镇刘庄村5号排灌变压器（2016年三批）台架变","100",0,"红色"]
[4357,"成武县供电公司","苟村集供电所","苟村集镇","110kV东城站10kV012郭桥线","10kV012郭桥线苟村集镇徐庄村3号排灌变压器（2016年三批）台架变","200",0,"红色"]
[4358,"成武县供电公司","苟村集供电所","苟村集镇","110kV东城站10kV011孔楼线","10kV011孔楼线苟村集镇孔李楼村4号排灌变压器（2017年）台架变","200",0,"红色"]
[4359,"成武县供电公司","苟村集供电所","苟村集镇","110kV东城站10kV012郭桥线","苟村集镇徐庄村2号排灌变压器（2016年三批）","100",0,"红色"]
[4360,"成武县供电公司","苟村集供电所","苟村集镇","10kV0112后湾线","10kV0112后湾线孙寺镇单桥村3号排灌变压器（2017年）台架变","100",0,"红色"]
[4361,"成武县供电公司","苟村集供电所","苟村集镇","110kV东城站10kV011孔楼线","10kV孔楼线毛洼新村东5煤改电台区","400",0,"红色"]
[4362,"成武县供电公司","苟村集供电所","苟村集镇","110kV东城站10kV011孔楼线","毛洼4煤改电台区","400",0,"红色"]
[4363,"成武县供电公司","苟村集供电所","苟村集镇","110kV东城站10kV004刘海线","小王庄东煤改电台区","400",0,"红色"]
[4364,"成武县供电公司","苟村集供电所","苟村集镇","110kV东城站10kV004刘海线","10kV004刘海线菏泽成武县党集乡陈庄村5号农业排灌台架变","100",0,"红色"]
[4365,"成武县供电公司","苟村集供电所","苟村集镇","10kV0112后湾线","110kV郜鼎变电站10kV0112后湾线后陈庄变压器","200",0,"红色"]
[4366,"成武县供电公司","苟村集供电所","苟村集镇","110kV东城站10kV011孔楼线","10kV011孔楼线菏泽成武县苟村集镇高庄村2号农业排灌台架变","100",0,"红色"]
[4367,"成武县供电公司","苟村集供电所","苟村集镇","10kV0112后湾线","10kV0112后湾线孙寺镇单桥村2号排灌变压器2017年）台架变","100",0,"红色"]
[4368,"成武县供电公司","苟村集供电所","苟村集镇","110kV东城站10kV004刘海线","焦庄北","200",0,"红色"]
[4369,"成武县供电公司","苟村集供电所","苟村集镇","110kV东城站10kV012郭桥线","朱楼2","400",0,"红色"]
[4370,"成武县供电公司","苟村集供电所","苟村集镇","110kV东城站10kV011孔楼线","10kV011孔楼线侯庄南台架变","200",0,"红色"]
[4371,"成武县供电公司","苟村集供电所","苟村集镇","110kV东城站10kV012郭桥线","李坑西","200",0,"红色"]
[4372,"成武县供电公司","苟村集供电所","苟村集镇","110kV东城站10kV011孔楼线","10kV011孔楼线苟村集镇孔楼村8号排灌变压器（2016年三批）台架变","200",0,"红色"]
[4373,"成武县供电公司","苟村集供电所","苟村集镇","10kV009王庄线","苟村集镇祝桥村3号排灌变压器（2016年三批）","200",0,"红色"]
[4374,"成武县供电公司","苟村集供电所","苟村集镇","110kV东城站10kV005苟村集线","苟村西4","200",0,"红色"]
[4375,"成武县供电公司","苟村集供电所","苟村集镇","110kV东城站10kV012郭桥线","郭桥线张河口1号井台架变","200",0,"红色"]
[4376,"成武县供电公司","苟村集供电所","苟村集镇","110kV东城站10kV004刘海线","东城站10kV刘海线苟村集村1号（河北2017年井井通）","100",0,"红色"]
[4377,"成武县供电公司","苟村集供电所","苟村集镇","110kV东城站10kV004刘海线","东城站10kV10kV005苟村线苟村集线苟村集村3号（学校北2017年井井通）台架变","200",0,"红色"]
[4378,"成武县供电公司","苟村集供电所","苟村集镇","110kV东城站10kV005苟村集线","苟村南街","400",0,"红色"]
[4379,"成武县供电公司","苟村集供电所","苟村集镇","110kV东城站10kV010盛大寨线","苟村集镇霍宋庄村2号排灌变压器（2016年第三批）","100",0,"红色"]
[4380,"成武县供电公司","苟村集供电所","苟村集镇","110kV东城站10kV011孔楼线","10kV011孔楼线苟村集镇刘庄村2号排灌变压器（2016年三批）台架变","200",0,"红色"]
[4381,"成武县供电公司","苟村集供电所","苟村集镇","110kV东城站10kV015吕庄线","10kV015吕庄线苟村集镇小留集村1号排灌变压器（2017年）台架变","200",0,"红色"]
[4382,"成武县供电公司","苟村集供电所","苟村集镇","110kV东城站10kV011孔楼线","10kV011孔楼线苟村集镇宋田庄村2号排灌变压器（2016年三批）台架变","100",0,"红色"]
[4383,"成武县供电公司","苟村集供电所","苟村集镇","110kV东城站10kV011孔楼线","10kV011孔楼线苟村集镇祝桥村2号排灌变压器（2016年三批）台架变","100",0,"红色"]
[4384,"成武县供电公司","苟村集供电所","苟村集镇","110kV东城站10kV011孔楼线","10kV011孔楼线苟村集镇高庄村3号排灌变压器台架变","100",0,"红色"]
[4385,"成武县供电公司","苟村集供电所","苟村集镇","110kV东城站10kV015吕庄线","10kV015吕庄线苟村集镇大曹庄村4号排灌变压器（2016年三批）台架变","100",0,"红色"]
[4386,"成武县供电公司","苟村集供电所","苟村集镇","110kV东城站10kV004刘海线","苟村集镇大王庄村2号排灌变压器（2016年三批）","200",0,"红色"]
[4387,"成武县供电公司","苟村集供电所","苟村集镇","110kV东城站10kV015吕庄线","10kV015吕庄线苟村集镇大曹庄村5号排灌变压器（2016年三批）台架变","100",0,"红色"]
[4388,"成武县供电公司","苟村集供电所","苟村集镇","10kV0122园区4线","10kV0122园区4线王李楼村1号排灌变压器（2016年三批）台架变","100",0,"红色"]
[4389,"成武县供电公司","苟村集供电所","苟村集镇","10kV009王庄线","苟村集镇前张口村4号排灌变压器（2016年三批）","200",0,"红色"]
[4390,"成武县供电公司","苟村集供电所","苟村集镇","110kV东城站10kV011孔楼线","10kV011孔楼线苟村集镇甄庄村2号排灌变压器（2016年三批）台架变","200",0,"红色"]
[4391,"成武县供电公司","苟村集供电所","苟村集镇","110kV东城站10kV004刘海线","苟村集镇王营村5号排灌变压器（2016年三批）","100",0,"红色"]
[4392,"成武县供电公司","苟村集供电所","苟村集镇","110kV东城站10kV012郭桥线","10kV012郭桥线苟村集镇张河口村6号排灌变压器台架变","200",0,"红色"]
[4393,"成武县供电公司","苟村集供电所","苟村集镇","110kV东城站10kV011孔楼线","苟村集镇孔李楼村2号排灌变压器（2017年）","100",0,"红色"]
[4394,"成武县供电公司","苟村集供电所","苟村集镇","10kV0112后湾线","10kV0112后湾线孙寺镇前陈庄2号农灌变压器（2016年三批）台架变","50",0,"红色"]
[4395,"成武县供电公司","苟村集供电所","苟村集镇","110kV东城站10kV004刘海线","10kV004刘海线党集乡陈庄村4号排灌变压器（2016年三批）台架变","100",0,"红色"]
[4396,"成武县供电公司","苟村集供电所","苟村集镇","110kV东城站10kV004刘海线","10kV0122刘海线王李楼村3号排灌变压器（2016年三批）台架变","100",0,"红色"]
[4397,"成武县供电公司","苟村集供电所","苟村集镇","110kV东城站10kV011孔楼线","苟村集镇孔楼村6号排灌变压器（2016年三批）","200",0,"红色"]
[4398,"成武县供电公司","苟村集供电所","苟村集镇","110kV东城站10kV012郭桥线","白浮图镇朱楼村8号排灌变压器（2016年三批）","200",0,"红色"]
[4399,"成武县供电公司","苟村集供电所","苟村集镇","110kV东城站10kV011孔楼线","苟村集镇孔楼村10号排灌变压器（2016年三批）","200",0,"红色"]
[4400,"成武县供电公司","苟村集供电所","苟村集镇","110kV东城站10kV005苟村集线","苟村集镇刘池堂村3号排灌变压器（2016年三批）","100",0,"红色"]
[4401,"成武县供电公司","苟村集供电所","苟村集镇","10kV0112后湾线","10kV0112后湾线孙寺镇前陈庄5号农灌变压器（2016年三批）台架变","200",0,"红色"]
[4402,"成武县供电公司","苟村集供电所","苟村集镇","110kV东城站10kV012郭桥线","苟村集镇张河口村2号排灌变压器","200",0,"红色"]
[4403,"成武县供电公司","苟村集供电所","苟村集镇","110kV东城站10kV011孔楼线","10kV011孔楼线苟村集镇高庄村1号排灌变压器台架变","200",0,"红色"]
[4404,"成武县供电公司","苟村集供电所","苟村集镇","110kV东城站10kV011孔楼线","孙寺镇毛洼村7号排灌变压器（2016年三批）","100",0,"红色"]
[4405,"成武县供电公司","苟村集供电所","苟村集镇","110kV东城站10kV005苟村集线","苟村集镇刘池堂村4号排灌变压器（2016年三批）","100",0,"红色"]
[4406,"成武县供电公司","苟村集供电所","苟村集镇","110kV东城站10kV011孔楼线","10kV011孔楼线苟村集镇孔楼村9号排灌变压器（2016年三批）台架变","200",0,"红色"]
[4407,"成武县供电公司","苟村集供电所","苟村集镇","110kV东城站10kV004刘海线","苟村集镇王营村4号排灌变压器（2016年三批）","200",0,"红色"]
[4408,"成武县供电公司","苟村集供电所","苟村集镇","10kV0110园区3线","10kV园区3线苟村集镇刘池堂村2号排灌变压器（2016年三批）台架变","200",0,"红色"]
[4409,"成武县供电公司","苟村集供电所","苟村集镇","110kV东城站10kV015吕庄线","10kV015吕庄线苟村集镇张吴庄村1号排灌变压器（2016年三批）台架变","50",0,"红色"]
[4410,"成武县供电公司","苟村集供电所","苟村集镇","10kV0112后湾线","10kV0112后湾线孙寺镇单桥村1号排灌变压器（2017年）台架变","100",0,"红色"]
[4411,"成武县供电公司","苟村集供电所","苟村集镇","110kV东城站10kV004刘海线","10kV004刘海线党集乡陈庄村1号排灌变压器（2016年三批）台架变","200",0,"红色"]
[4412,"成武县供电公司","苟村集供电所","苟村集镇","110kV东城站10kV011孔楼线","10kV011孔楼线孙寺镇毛洼村4号排灌变压器（2016年三批）台架变","100",0,"红色"]
[4413,"成武县供电公司","苟村集供电所","苟村集镇","110kV东城站10kV012郭桥线","苟村集镇苟村集村12号排灌变压器（2017年）","100",0,"红色"]
[4414,"成武县供电公司","苟村集供电所","苟村集镇","110kV东城站10kV011孔楼线","苟村集镇孔李楼村1号排灌变压器（2017年）","200",0,"红色"]
[4415,"成武县供电公司","苟村集供电所","苟村集镇","10kV0112后湾线","10kV0112后湾线孙寺镇小集行政村4号排灌变压器（2016年三批）台架变","200",0,"红色"]
[4416,"成武县供电公司","苟村集供电所","苟村集镇","10kV0112后湾线","10kV0112后湾线孙寺镇小集行政村2号排灌变压器（2016年三批）台架变","100",0,"红色"]
[4417,"成武县供电公司","苟村集供电所","苟村集镇","110kV东城站10kV015吕庄线","10kV015吕庄线苟村集镇张吴庄村2号排灌变压器（2016年三批）台架变","200",0,"红色"]
[4418,"成武县供电公司","苟村集供电所","苟村集镇","110kV东城站10kV004刘海线","苟村集镇大王庄村1号排灌变压器（2016年三批）","100",0,"红色"]
[4419,"成武县供电公司","苟村集供电所","苟村集镇","110kV东城站10kV012郭桥线","10kV012郭桥线白浮图镇朱楼村1号排灌变压器（2016年三批）台架变","100",0,"红色"]
[4420,"成武县供电公司","苟村集供电所","苟村集镇","110kV东城站10kV004刘海线","苟村集镇王营村1号排灌变压器（2016年三批）","100",0,"红色"]
[4421,"成武县供电公司","苟村集供电所","苟村集镇","110kV东城站10kV004刘海线","苟村集镇王营村2号排灌变压器（2016年三批）","100",0,"红色"]
[4422,"成武县供电公司","苟村集供电所","苟村集镇","110kV东城站10kV011孔楼线","10kV011孔楼线孙寺镇毛洼村2号排灌变压器（2016年三批）台架变","200",0,"红色"]
[4423,"成武县供电公司","苟村集供电所","苟村集镇","110kV东城站10kV011孔楼线","10kV011孔楼线孙寺镇小集行政村1号排灌变压器（2016年三批）台架变","100",0,"红色"]
[4424,"成武县供电公司","苟村集供电所","苟村集镇","110kV东城站10kV011孔楼线","苟村集镇孔楼村4号排灌变压器（2016年三批）","100",0,"红色"]
[4425,"成武县供电公司","苟村集供电所","苟村集镇","110kV东城站10kV011孔楼线","10kV011孔楼线孙寺镇毛洼村1号排灌变压器（2016年三批）台架变","200",0,"红色"]
[4426,"成武县供电公司","苟村集供电所","苟村集镇","110kV东城站10kV010盛大寨线","苟村集镇霍宋庄村1号排灌变压器（2016年第三批）","100",0,"红色"]
[4427,"成武县供电公司","苟村集供电所","苟村集镇","110kV东城站10kV011孔楼线","孙寺镇毛洼村5号排灌变压器（2016年三批）","100",0,"红色"]
[4428,"成武县供电公司","苟村集供电所","苟村集镇","110kV东城站10kV011孔楼线","苟村集镇孔楼村3号排灌变压器（2016年三批）","100",0,"红色"]
[4429,"成武县供电公司","苟村集供电所","苟村集镇","110kV东城站10kV010盛大寨线","苟村集镇杨庄村3号排灌变压器（2016年三批）","200",0,"红色"]
[4430,"成武县供电公司","苟村集供电所","苟村集镇","110kV东城站10kV011孔楼线","10kV011孔楼线苟村集镇甄庄村1号排灌变压器（2016年三批）台架变","100",0,"红色"]
[4431,"成武县供电公司","苟村集供电所","苟村集镇","110kV东城站10kV004刘海线","苟村集镇刘海村1号排灌变压器（2017年）","100",0,"红色"]
[4432,"成武县供电公司","苟村集供电所","苟村集镇","110kV东城站10kV012郭桥线","10kV012郭桥线白浮图镇朱楼村4号排灌变压器（2016年三批）台架变","100",0,"红色"]
[4433,"成武县供电公司","苟村集供电所","苟村集镇","110kV东城站10kV004刘海线","10kV004刘海线党集乡陈庄村3号排灌变压器（2016年三批）台架变","200",0,"红色"]
[4434,"成武县供电公司","苟村集供电所","苟村集镇","110kV东城站10kV011孔楼线","10kV011孔楼线苟村集镇祝桥村1号排灌变压器（2016年三批）台架变","100",0,"红色"]
[4435,"成武县供电公司","苟村集供电所","苟村集镇","110kV东城站10kV015吕庄线","10kV015吕庄线苟村集镇吕庄村1号排灌变压器（2017年）台架变","100",0,"红色"]
[4436,"成武县供电公司","苟村集供电所","苟村集镇","110kV东城站10kV012郭桥线","苟村集镇张河口村3号排灌变压器","200",0,"红色"]
[4437,"成武县供电公司","苟村集供电所","苟村集镇","110kV东城站10kV011孔楼线","苟村集镇孔楼村2号排灌变压器（2016年三批）","100",0,"红色"]
[4438,"成武县供电公司","苟村集供电所","苟村集镇","110kV东城站10kV010盛大寨线","10kV010盛大寨线苟村集镇杨庄村1号排灌变压器（2016年三批）台架变","50",0,"红色"]
[4439,"成武县供电公司","苟村集供电所","苟村集镇","110kV东城站10kV015吕庄线","10kV015吕庄线苟村集镇张吴庄村3号排灌变压器（2016年三批）台架变","200",0,"红色"]
[4440,"成武县供电公司","苟村集供电所","苟村集镇","110kV东城站10kV011孔楼线","苟村集镇孔楼村5号排灌变压器（2016年三批）","200",0,"红色"]
[4441,"成武县供电公司","苟村集供电所","苟村集镇","110kV东城站10kV012郭桥线","苟村集镇苟村集村13号排灌变压器（2017年）","100",0,"红色"]
[4442,"成武县供电公司","苟村集供电所","苟村集镇","110kV东城站10kV015吕庄线","苟村集镇大曹庄村6号排灌变压器（2016年三批）","100",0,"红色"]
[4443,"成武县供电公司","苟村集供电所","苟村集镇","10kV0112后湾线","10kV0112后湾线孙寺镇前陈庄1号农灌变压器（2016年三批）台架变","200",0,"红色"]
[4444,"成武县供电公司","苟村集供电所","苟村集镇","110kV东城站10kV015吕庄线","苟村集镇大曹庄村2号排灌变压器（2016年三批）","100",0,"红色"]
[4445,"成武县供电公司","苟村集供电所","苟村集镇","110kV东城站10kV011孔楼线","10kV011孔楼线苟村集镇宋田庄村3号排灌变压器（2016年三批）台架变","100",0,"红色"]
[4446,"成武县供电公司","苟村集供电所","苟村集镇","110kV东城站10kV004刘海线","苟村集镇王营村3号排灌变压器（2016年三批）","100",0,"红色"]
[4447,"成武县供电公司","苟村集供电所","苟村集镇","110kV东城站10kV012郭桥线","苟村集镇张河口村4号排灌变压器","200",0,"红色"]
[4448,"成武县供电公司","苟村集供电所","苟村集镇","110kV东城站10kV011孔楼线","10kV011孔楼线苟村集镇高庄村4号排灌变压器台架变","100",0,"红色"]
[4449,"成武县供电公司","苟村集供电所","苟村集镇","110kV东城站10kV012郭桥线","苟村集镇张吴庄村4号排灌变压器（2016年三批）","200",0,"红色"]
[4450,"成武县供电公司","苟村集供电所","苟村集镇","110kV东城站10kV011孔楼线","10kV011孔楼线苟村集镇张河口村7号排灌变压器台架变","200",0,"红色"]
[4451,"成武县供电公司","苟村集供电所","苟村集镇","110kV东城站10kV004刘海线","苟村集镇王营村7号排灌变压器（2016年三批）","100",0,"红色"]
[4452,"成武县供电公司","苟村集供电所","苟村集镇","10kV009王庄线","10kV009王庄线苟村集镇前张口村1号排灌变压器（2016年三批）台架变","100",0,"红色"]
[4453,"成武县供电公司","苟村集供电所","苟村集镇","110kV东城站10kV015吕庄线","苟村集镇大曹庄村1号排灌变压器（2016年三批）","100",0,"红色"]
[4454,"成武县供电公司","苟村集供电所","苟村集镇","110kV东城站10kV011孔楼线","苟村集镇孔楼村1号排灌变压器（2016年三批）","200",0,"红色"]
[4455,"成武县供电公司","苟村集供电所","苟村集镇","110kV东城站10kV011孔楼线","10kV011孔楼线苟村集镇孔楼村7号排灌变压器（2016年三批）台架变","100",0,"红色"]
[4456,"成武县供电公司","苟村集供电所","苟村集镇","10kV0122园区4线","10kV0122园区4线王李楼村2号排灌变压器（2016年三批）台架变","100",0,"红色"]
[4457,"成武县供电公司","苟村集供电所","苟村集镇","110kV东城站10kV011孔楼线","10kV011孔楼线苟村集镇宋田庄村1号排灌变压器（2016年三批）台架变","50",0,"红色"]
[4458,"成武县供电公司","苟村集供电所","苟村集镇","10kV009王庄线","10kV009王庄线苟村集镇前张口村2号排灌变压器（2016年三批）台架变","100",0,"红色"]
[4459,"成武县供电公司","苟村集供电所","苟村集镇","110kV东城站10kV011孔楼线","10kV011孔楼线苟村集镇刘庄村3号排灌变压器（2016年三批）台架变","200",0,"红色"]
[4460,"成武县供电公司","苟村集供电所","苟村集镇","110kV东城站10kV004刘海线","10kV004刘海线党集乡陈庄村2号排灌变压器（2016年三批）台架变","200",0,"红色"]
[4461,"成武县供电公司","苟村集供电所","苟村集镇","110kV东城站10kV004刘海线","苟村集镇刘池堂村1号排灌变压器（2016年三批）","200",0,"红色"]
[4462,"成武县供电公司","苟村集供电所","苟村集镇","110kV东城站10kV010盛大寨线","苟村集镇王庄村2号排灌变压器（2016年三批）","200",0,"红色"]
[4463,"成武县供电公司","苟村集供电所","苟村集镇","110kV东城站10kV011孔楼线","10kV011孔楼线孙寺镇毛洼村3号排灌变压器（2016年三批）台架变","200",0,"红色"]
[4464,"成武县供电公司","苟村集供电所","苟村集镇","110kV东城站10kV011孔楼线","10kV011孔楼线苟村集镇刘庄村1号排灌变压器（2016年三批）台架变","100",0,"红色"]
[4465,"成武县供电公司","苟村集供电所","苟村集镇","110kV东城站10kV015吕庄线","苟村集镇大曹庄村3号排灌变压器（2016年三批）","100",0,"红色"]
[4466,"成武县供电公司","苟村集供电所","苟村集镇","10kV0112后湾线","10kV0112后湾线孙寺镇前陈庄4号农灌变压器（2016年三批）台架变","200",0,"红色"]
[4467,"成武县供电公司","苟村集供电所","苟村集镇","110kV东城站10kV012郭桥线","苟村集镇张河口村5号排灌变压器","200",0,"红色"]
[4468,"成武县供电公司","苟村集供电所","苟村集镇","110kV东城站10kV004刘海线","苟村集镇王营村6号排灌变压器（2016年三批）","100",0,"红色"]
[4469,"成武县供电公司","苟村集供电所","苟村集镇","10kV009王庄线","苟村集镇后张口村3号排灌变压器（2016年第三批）","100",0,"红色"]
[4470,"成武县供电公司","苟村集供电所","苟村集镇","110kV东城站10kV006苟村工业线","十里口南","200",0,"红色"]
[4471,"成武县供电公司","苟村集供电所","苟村集镇","110kV东城站10kV011孔楼线","东城站孔楼线孔李楼东变","200",0,"红色"]
[4472,"成武县供电公司","苟村集供电所","苟村集镇","110kV东城站10kV005苟村集线","苟村西南","200",0,"红色"]
[4473,"成武县供电公司","苟村集供电所","苟村集镇","110kV东城站10kV011孔楼线","孔堂北","200",0,"红色"]
[4474,"成武县供电公司","苟村集供电所","苟村集镇","110kV东城站10kV011孔楼线","10kV011孔楼线苟村集镇孔李楼村5号排灌变压器（2017年）台架变","100",0,"红色"]
[4475,"成武县供电公司","苟村集供电所","苟村集镇","110kV东城站10kV012郭桥线","苟村集镇苟村集村6号排灌变压器（2017年）","100",0,"红色"]
[4476,"成武县供电公司","苟村集供电所","苟村集镇","110kV东城站10kV015吕庄线","10kV015吕庄线苟村集镇小留集村3号排灌变压器（2017年）台架变","100",0,"红色"]
[4477,"成武县供电公司","苟村集供电所","苟村集镇","110kV东城站10kV015吕庄线","杨楼东","200",0,"红色"]
[4478,"成武县供电公司","苟村集供电所","苟村集镇","110kV东城站10kV015吕庄线","10kV015吕庄线苟村集镇小留集村2号排灌变压器（2017年）台架变","200",0,"红色"]
[4479,"成武县供电公司","苟村集供电所","苟村集镇","110kV东城站10kV015吕庄线","10kV015吕庄线苟村集镇小留集村5号排灌变压器（2017年）台架变","200",0,"红色"]
[4480,"成武县供电公司","苟村集供电所","苟村集镇","110kV东城站10kV004刘海线","10kV004刘海线苟村集镇贾楼村4号排灌变压器（2017年）台架变","100",0,"红色"]
[4481,"成武县供电公司","苟村集供电所","苟村集镇","110kV东城站10kV015吕庄线","10kV015吕庄线苟村集镇小留集村4号排灌变压器（2017年）台架变","200",0,"红色"]
[4482,"成武县供电公司","苟村集供电所","苟村集镇","110kV东城站10kV015吕庄线","小留集新村","400",0,"红色"]
[4483,"成武县供电公司","苟村集供电所","苟村集镇","110kV东城站10kV004刘海线","10kV004刘海线北郭庄西台架变","200",0,"红色"]
[4484,"成武县供电公司","苟村集供电所","苟村集镇","110kV东城站10kV004刘海线","赵瓦屋","100",0,"红色"]
[4485,"成武县供电公司","苟村集供电所","苟村集镇","110kV东城站10kV010盛大寨线","董庄村配电室","200",0,"红色"]
[4486,"成武县供电公司","苟村集供电所","苟村集镇","10kV0112后湾线","10kV0112后湾线南陈庄东台架变","200",0,"红色"]
[4487,"成武县供电公司","苟村集供电所","苟村集镇","10kV0112后湾线","10kV0112后湾线谷店2台架变","200",0,"红色"]
[4488,"成武县供电公司","苟村集供电所","苟村集镇","10kV009王庄线","后张口西新","200",0,"红色"]
[4489,"成武县供电公司","苟村集供电所","苟村集镇","110kV东城站10kV011孔楼线","毛洼东","200",0,"红色"]
[4490,"成武县供电公司","苟村集供电所","苟村集镇","110kV东城站10kV011孔楼线","孔楼西2号","200",0,"红色"]
[4491,"成武县供电公司","苟村集供电所","苟村集镇","110kV东城站10kV004刘海线","10kV005苟村集线后邵庄新台架变","200",0,"红色"]
[4492,"成武县供电公司","苟村集供电所","苟村集镇","110kV东城站10kV006苟村工业线","姜庄","200",0,"红色"]
[4493,"成武县供电公司","苟村集供电所","苟村集镇","110kV东城站10kV012郭桥线","10kV012郭桥线邓庄西台架变","200",0,"红色"]
[4494,"成武县供电公司","苟村集供电所","苟村集镇","10kV0112后湾线","10kV0112后湾线后单桥东台架变","200",0,"红色"]
[4495,"成武县供电公司","苟村集供电所","苟村集镇","110kV东城站10kV011孔楼线","10kV011孔楼线小李楼台架变","200",0,"红色"]
[4496,"成武县供电公司","苟村集供电所","苟村集镇","110kV东城站10kV012郭桥线","杨集北","200",0,"红色"]
[4497,"成武县供电公司","苟村集供电所","苟村集镇","110kV东城站10kV012郭桥线","朱新庄东","200",0,"红色"]
[4498,"成武县供电公司","苟村集供电所","苟村集镇","10kV0112后湾线","小集村配电室","200",0,"红色"]
[4499,"成武县供电公司","苟村集供电所","苟村集镇","110kV东城站10kV004刘海线","贾庄新村","200",0,"红色"]
[4500,"成武县供电公司","苟村集供电所","苟村集镇","110kV东城站10kV011孔楼线","毛洼3煤改电台区","400",0,"红色"]
[4501,"成武县供电公司","苟村集供电所","苟村集镇","110kV东城站10kV006苟村工业线","秦庄南","200",0,"红色"]
[4502,"成武县供电公司","苟村集供电所","苟村集镇","10kV0112后湾线","10kV0112后湾线苟村集镇杨楼村3号排灌变压器（2017年）台架变","200",0,"红色"]
[4503,"成武县供电公司","苟村集供电所","苟村集镇","110kV东城站10kV012郭桥线","10kV012郭桥线白浮图镇朱楼村6号排灌变压器（2016年三批）台架变","100",0,"红色"]
[4504,"成武县供电公司","苟村集供电所","苟村集镇","110kV东城站10kV012郭桥线","10kV012郭桥线白浮图镇朱楼村2号排灌变压器（2016年三批）台架变","200",0,"红色"]
[4505,"成武县供电公司","苟村集供电所","苟村集镇","110kV东城站10kV004刘海线","10kV004刘海线苟村集镇贾楼村6号排灌变压器（2017年）台架变","100",0,"红色"]
[4506,"成武县供电公司","苟村集供电所","苟村集镇","110kV东城站10kV011孔楼线","苟村集镇霍宋庄村4号排灌变压器（2016年第三批）","200",0,"红色"]
[4507,"成武县供电公司","苟村集供电所","苟村集镇","110kV东城站10kV011孔楼线","苟村集镇孔李楼村3号排灌变压器（2017年）","200",0,"红色"]
[4508,"成武县供电公司","苟村集供电所","苟村集镇","110kV东城站10kV006苟村工业线","苟村集镇秦庄村4号排灌变压器（2017年）","100",0,"红色"]
[4509,"成武县供电公司","苟村集供电所","苟村集镇","110kV东城站10kV012郭桥线","10kV012郭桥线白浮图镇朱楼村5号排灌变压器（2016年三批）台架变","200",0,"红色"]
[4510,"成武县供电公司","苟村集供电所","苟村集镇","110kV东城站10kV012郭桥线","苟村集镇苟村集村11号排灌变压器（2017年）","100",0,"红色"]
[4511,"成武县供电公司","苟村集供电所","苟村集镇","10kV0112后湾线","10kV0112后湾线苟村集镇杨楼村1号排灌变压器（2017年）台架变","200",0,"红色"]
[4512,"成武县供电公司","苟村集供电所","苟村集镇","110kV东城站10kV015吕庄线","10kV015吕庄线苟村集镇吕庄村4号排灌变压器（2017年）台架变","100",0,"红色"]
[4513,"成武县供电公司","苟村集供电所","苟村集镇","110kV东城站10kV004刘海线","苟村集镇刘海村3号排灌变压器（2017年）","100",0,"红色"]
[4514,"成武县供电公司","苟村集供电所","苟村集镇","110kV东城站10kV012郭桥线","10kV012郭桥线白浮图镇朱楼村3号排灌变压器（2016年三批）台架变","200",0,"红色"]
[4515,"成武县供电公司","苟村集供电所","苟村集镇","110kV东城站10kV012郭桥线","10kV012郭桥线苟村集镇徐庄村1号排灌变压器（2016年三批）台架变","100",0,"红色"]
[4516,"成武县供电公司","苟村集供电所","苟村集镇","110kV东城站10kV005苟村集线","南街3号","200",0,"红色"]
[4517,"成武县供电公司","苟村集供电所","苟村集镇","110kV东城站10kV012郭桥线","10kV012郭桥线白浮图镇朱楼村7号排灌变压器（2016年三批）台架变","100",0,"红色"]
[4518,"成武县供电公司","苟村集供电所","苟村集镇","110kV东城站10kV011孔楼线","10kV011孔楼线苟村集镇刘庄村4号排灌变压器（2016年三批）台架变","200",0,"红色"]
[4519,"成武县供电公司","苟村集供电所","苟村集镇","110kV东城站10kV012郭桥线","10kV012郭桥线白浮图镇朱楼村10号排灌变压器（2016年三批）台架变","100",0,"红色"]
[4520,"成武县供电公司","苟村集供电所","苟村集镇","110kV东城站10kV015吕庄线","10kV015吕庄线苟村集镇吕庄村2号排灌变压器（2017年）台架变","100",0,"红色"]
[4521,"成武县供电公司","苟村集供电所","苟村集镇","110kV东城站10kV006苟村工业线","苟村集镇秦庄村5号排灌变压器（2017年）","100",0,"红色"]
[4522,"成武县供电公司","苟村集供电所","苟村集镇","110kV东城站10kV015吕庄线","10kV015吕庄线苟村集镇小留集村6号排灌变压器（2017年）台架变","100",0,"红色"]
[4523,"成武县供电公司","苟村集供电所","苟村集镇","110kV东城站10kV004刘海线","10kV004刘海线苟村集镇贾楼村2号排灌变压器（2017年）台架变","100",0,"红色"]
[4524,"成武县供电公司","苟村集供电所","苟村集镇","110kV东城站10kV004刘海线","10kV004刘海线苟村集镇贾楼村3号排灌变压器（2017年）台架变","100",0,"红色"]
[4525,"成武县供电公司","苟村集供电所","苟村集镇","10kV009王庄线","苟村集镇后张口村2号排灌变压器（2016年第三批）","200",0,"红色"]
[4526,"成武县供电公司","苟村集供电所","苟村集镇","110kV东城站10kV004刘海线","苟村集镇苟村集村10号排灌变压器（2017年）","100",0,"红色"]
[4527,"成武县供电公司","苟村集供电所","苟村集镇","110kV东城站10kV012郭桥线","10kV012郭桥线苟村集镇徐庄村5号排灌变压器（2016年三批）台架变","200",0,"红色"]
[4528,"成武县供电公司","苟村集供电所","苟村集镇","110kV东城站10kV012郭桥线","10kV012郭桥线苟村集镇徐庄村4号排灌变压器（2016年三批）台架变","200",0,"红色"]
[4529,"成武县供电公司","苟村集供电所","苟村集镇","110kV东城站10kV004刘海线","苟村集镇刘海村2号排灌变压器（2017年）","100",0,"红色"]
[4530,"成武县供电公司","苟村集供电所","苟村集镇","110kV东城站10kV004刘海线","10kV004刘海线苟村集镇贾楼村1号排灌变压器（2017年）台架变","100",0,"红色"]
[4531,"成武县供电公司","苟村集供电所","苟村集镇","10kV0112后湾线","10kV0112后湾线苟村集镇杨楼村2号排灌变压器（2017年）台架变","200",0,"红色"]
[4532,"成武县供电公司","苟村集供电所","苟村集镇","110kV东城站10kV010盛大寨线","苟村集镇霍宋庄村3号排灌变压器（2016年第三批）","100",0,"红色"]
[4533,"成武县供电公司","苟村集供电所","苟村集镇","110kV东城站10kV004刘海线","苟村集镇贾楼村5号排灌变压器（2017年）","200",0,"红色"]
[4534,"成武县供电公司","苟村集供电所","苟村集镇","110kV东城站10kV005苟村集线","10kV005苟村集线焦庄新村箱式变","500",0,"红色"]
[4535,"成武县供电公司","苟村集供电所","苟村集镇","110kV东城站10kV011孔楼线","黄坑","200",0,"红色"]
[4536,"成武县供电公司","苟村集供电所","苟村集镇","110kV东城站10kV004刘海线","110kV东城变电站10kV004刘海线贾楼东新台架变","200",0,"红色"]
[4537,"成武县供电公司","苟村集供电所","苟村集镇","110kV东城站10kV004刘海线","贾庄村配电室","200",0,"红色"]
[4538,"成武县供电公司","苟村集供电所","苟村集镇","110kV东城站10kV015吕庄线","小留集南","400",0,"红色"]
[4539,"成武县供电公司","苟村集供电所","苟村集镇","110kV东城站10kV011孔楼线","许庄","200",0,"红色"]
[4540,"成武县供电公司","苟村集供电所","苟村集镇","110kV东城站10kV011孔楼线","10kV011孔楼线甄庄台架变","200",0,"红色"]
[4541,"成武县供电公司","苟村集供电所","苟村集镇","110kV东城站10kV004刘海线","梁庙西","200",0,"红色"]
[4542,"成武县供电公司","苟村集供电所","苟村集镇","110kV东城站10kV015吕庄线","小留集西","200",0,"红色"]
[4543,"成武县供电公司","苟村集供电所","苟村集镇","110kV东城站10kV006苟村工业线","西刘庄","200",0,"红色"]
[4544,"成武县供电公司","苟村集供电所","苟村集镇","110kV东城站10kV011孔楼线","西贾庄","200",0,"红色"]
[4545,"成武县供电公司","苟村集供电所","苟村集镇","110kV东城站10kV010盛大寨线","杨庄西","200",0,"红色"]
[4546,"成武县供电公司","苟村集供电所","苟村集镇","110kV东城站10kV011孔楼线","110kV东城变电站10kV011孔楼线孔李楼南变压器","200",0,"红色"]
[4547,"成武县供电公司","苟村集供电所","苟村集镇","110kV东城站10kV011孔楼线","孔堂","200",0,"红色"]
[4548,"成武县供电公司","苟村集供电所","苟村集镇","110kV东城站10kV010盛大寨线","张庄","200",0,"红色"]
[4549,"成武县供电公司","苟村集供电所","苟村集镇","110kV东城站10kV004刘海线","10kV004刘海线贾楼1台架变","200",0,"红色"]
[4550,"成武县供电公司","苟村集供电所","苟村集镇","110kV东城站10kV005苟村集线","苟村东1号","400",0,"红色"]
[4551,"成武县供电公司","苟村集供电所","苟村集镇","10kV009王庄线","苟村集镇前张口村3号排灌变压器（2016年三批）","100",0,"红色"]
[4552,"成武县供电公司","苟村集供电所","苟村集镇","110kV东城站10kV004刘海线","10kV004刘海线北杨庄北台架变","200",0,"红色"]
[4553,"成武县供电公司","苟村集供电所","苟村集镇","110kV东城站10kV004刘海线","10kV刘海线北郭庄台架变柱上变","400",0,"红色"]
[4554,"成武县供电公司","苟村集供电所","苟村集镇","110kV东城站10kV012郭桥线","邓庄北","200",0,"红色"]
[4555,"成武县供电公司","苟村集供电所","苟村集镇","10kV009王庄线","前张口","200",0,"红色"]
[4556,"成武县供电公司","苟村集供电所","苟村集镇","110kV东城站10kV011孔楼线","桥口村配电室","200",0,"红色"]
[4557,"成武县供电公司","苟村集供电所","苟村集镇","10kV009王庄线","后张口西","200",0,"红色"]
[4558,"成武县供电公司","苟村集供电所","苟村集镇","110kV东城站10kV011孔楼线","10kV011孔楼线郭庄东台架变","200",0,"红色"]
[4559,"成武县供电公司","苟村集供电所","苟村集镇","110kV东城站10kV006苟村工业线","东城站10kV工业区线苟村集村8号（3-6队2017年井井通）","100",0,"红色"]
[4560,"成武县供电公司","苟村集供电所","苟村集镇","110kV东城站10kV015吕庄线","110kV东城站10kV015吕庄线苟村集村5号（冰厂2017年井井通）台架变","100",0,"红色"]
[4561,"成武县供电公司","苟村集供电所","苟村集镇","110kV东城站10kV012郭桥线","110kV东城012郭桥线杨集西台架变","200",0,"红色"]
[4562,"成武县供电公司","苟村集供电所","苟村集镇","110kV东城站10kV011孔楼线","郭庄南新","200",0,"红色"]
[4563,"成武县供电公司","苟村集供电所","苟村集镇","110kV东城站10kV012郭桥线","110kV东城站012郭桥线朱楼3台架变","315",0,"红色"]
[4564,"成武县供电公司","苟村集供电所","苟村集镇","110kV东城站10kV015吕庄线","吕庄东","400",0,"红色"]
[4565,"成武县供电公司","苟村集供电所","苟村集镇","110kV东城站10kV011孔楼线","孔楼2","200",0,"红色"]
[4566,"成武县供电公司","苟村集供电所","苟村集镇","10kV0112后湾线","10kV0112后湾线谷店北台架变","100",0,"红色"]
[4567,"成武县供电公司","苟村集供电所","苟村集镇","10kV0112后湾线","10kV0112后湾线谷店东台架变","200",0,"红色"]
[4568,"成武县供电公司","苟村集供电所","苟村集镇","110kV东城站10kV010盛大寨线","霍东","200",0,"红色"]
[4569,"成武县供电公司","苟村集供电所","苟村集镇","110kV东城站10kV011孔楼线","王路口东","200",0,"红色"]
[4570,"成武县供电公司","苟村集供电所","苟村集镇","110kV东城站10kV011孔楼线","110kV东城站10kV011孔楼线孔李楼西变压器","200",0,"红色"]
[4571,"成武县供电公司","苟村集供电所","苟村集镇","110kV东城站10kV011孔楼线","祝桥1","200",0,"红色"]
[4572,"成武县供电公司","苟村集供电所","苟村集镇","110kV东城站10kV011孔楼线","110kV东城变电站10kV011孔楼线前李楼变压器","200",0,"红色"]
[4573,"成武县供电公司","苟村集供电所","苟村集镇","110kV东城站10kV015吕庄线","李井北","200",0,"红色"]
[4574,"成武县供电公司","苟村集供电所","苟村集镇","110kV东城站10kV006苟村工业线","秦庄小区","400",0,"红色"]
[4575,"成武县供电公司","苟村集供电所","苟村集镇","110kV东城站10kV015吕庄线","李井南","200",0,"红色"]
[4576,"成武县供电公司","苟村集供电所","苟村集镇","110kV东城站10kV011孔楼线","10kV011孔楼线孔楼#3台架变","200",0,"红色"]
[4577,"成武县供电公司","苟村集供电所","苟村集镇","110kV东城站10kV004刘海线","大王庄东","200",0,"红色"]
[4578,"成武县供电公司","苟村集供电所","苟村集镇","110kV东城站10kV015吕庄线","牛王庙东","200",0,"红色"]
[4579,"成武县供电公司","苟村集供电所","苟村集镇","10kV0112后湾线","前单桥2号村配电室","200",0,"红色"]
[4580,"成武县供电公司","苟村集供电所","苟村集镇","110kV东城站10kV012郭桥线","10k012郭桥线朱楼南煤改电台区","400",0,"红色"]
[4581,"成武县供电公司","苟村集供电所","苟村集镇","110kV东城站10kV006苟村工业线","楚楼东","200",0,"红色"]
[4582,"成武县供电公司","苟村集供电所","苟村集镇","10kV0110园区3线","10kV0110园区3线刘池塘西变压器","200",0,"红色"]
[4583,"成武县供电公司","苟村集供电所","苟村集镇","110kV东城站10kV004刘海线","张刘庄","200",0,"红色"]
[4584,"成武县供电公司","苟村集供电所","苟村集镇","110kV东城站10kV012郭桥线","朱新庄2","200",0,"红色"]
[4585,"成武县供电公司","苟村集供电所","苟村集镇","110kV东城站10kV015吕庄线","大曹庄","200",0,"红色"]
[4586,"成武县供电公司","苟村集供电所","苟村集镇","110kV东城站10kV011孔楼线","冯庄南","200",0,"红色"]
[4587,"成武县供电公司","苟村集供电所","苟村集镇","110kV东城站10kV010盛大寨线","杨庄","200",0,"红色"]
[4588,"成武县供电公司","苟村集供电所","苟村集镇","110kV东城站10kV005苟村集线","苟村七队","200",0,"红色"]
[4589,"成武县供电公司","苟村集供电所","苟村集镇","110kV东城站10kV011孔楼线","祝桥2","100",0,"红色"]
[4590,"成武县供电公司","苟村集供电所","苟村集镇","110kV东城站10kV005苟村集线","刘池堂东","200",0,"红色"]
[4591,"成武县供电公司","苟村集供电所","苟村集镇","110kV东城站10kV011孔楼线","祝园子","200",0,"红色"]
[4592,"成武县供电公司","苟村集供电所","苟村集镇","110kV东城站10kV011孔楼线","张楼","200",0,"红色"]
[4593,"成武县供电公司","苟村集供电所","苟村集镇","110kV东城站10kV015吕庄线","小留集南2号","200",0,"红色"]
[4594,"成武县供电公司","苟村集供电所","苟村集镇","110kV东城站10kV011孔楼线","东城站10kV011孔楼线高庄东台架变","200",0,"红色"]
[4595,"成武县供电公司","苟村集供电所","苟村集镇","110kV东城站10kV011孔楼线","孔楼北","200",0,"红色"]
[4596,"成武县供电公司","苟村集供电所","苟村集镇","110kV东城站10kV006苟村工业线","楚楼","160",0,"红色"]
[4597,"成武县供电公司","苟村集供电所","苟村集镇","110kV东城站10kV011孔楼线","孔楼东","200",0,"红色"]
[4598,"成武县供电公司","苟村集供电所","苟村集镇","10kV0110园区3线","刘池塘西2","200",0,"红色"]
[4599,"成武县供电公司","苟村集供电所","苟村集镇","110kV东城站10kV011孔楼线","许庄南","200",0,"红色"]
[4600,"成武县供电公司","苟村集供电所","苟村集镇","110kV东城站10kV004刘海线","东城站10kV刘海线苟村集村4号（加油站2017年井井通）","100",0,"红色"]
[4601,"成武县供电公司","苟村集供电所","苟村集镇","110kV东城站10kV006苟村工业线","东城站10kV工业区线苟村集村7号（7队2017年井井通）","100",0,"红色"]
[4602,"成武县供电公司","苟村集供电所","苟村集镇","110kV东城站10kV011孔楼线","110kV东城站10kV011孔楼线黄坑东变压器","200",0,"红色"]
[4603,"成武县供电公司","苟村集供电所","苟村集镇","110kV东城站10kV006苟村工业线","110kV东城站10kV006苟村工业线秦庄小区3变压器","200",0,"红色"]
[4604,"成武县供电公司","苟村集供电所","苟村集镇","110kV东城站10kV015吕庄线","张吴庄西","200",0,"红色"]
[4605,"成武县供电公司","苟村集供电所","苟村集镇","110kV东城站10kV011孔楼线","110kV东城变电站10kV011孔楼线王路口西变压器","200",0,"红色"]
[4606,"成武县供电公司","苟村集供电所","苟村集镇","110kV东城站10kV011孔楼线","10kV011孔楼线孔李楼北台架变","200",0,"红色"]
[4607,"成武县供电公司","苟村集供电所","苟村集镇","110kV东城站10kV015吕庄线","10kV015吕庄线大曹庄北台架变","200",0,"红色"]
[4608,"成武县供电公司","苟村集供电所","苟村集镇","110kV东城站10kV011孔楼线","10kV011孔楼线祝桥2南台架变","200",0,"红色"]
[4609,"成武县供电公司","苟村集供电所","苟村集镇","110kV东城站10kV004刘海线","10kV004刘海线曹邵庄东台架变","200",0,"红色"]
[4610,"成武县供电公司","苟村集供电所","苟村集镇","110kV东城站10kV006苟村工业线","10kV006苟村工业线秦庄东台架变","200",0,"红色"]
[4611,"成武县供电公司","苟村集供电所","苟村集镇","110kV东城站10kV011孔楼线","桥口北","200",0,"红色"]
[4612,"成武县供电公司","苟村集供电所","苟村集镇","110kV东城站10kV006苟村工业线","小王庄村配电室","200",0,"红色"]
[4613,"成武县供电公司","苟村集供电所","苟村集镇","110kV东城站10kV015吕庄线","靳楼","200",0,"红色"]
[4614,"成武县供电公司","苟村集供电所","苟村集镇","10kV0112后湾线","南陈庄","100",0,"红色"]
[4615,"成武县供电公司","苟村集供电所","苟村集镇","110kV东城站10kV010盛大寨线","田庄","100",0,"红色"]
[4616,"成武县供电公司","苟村集供电所","苟村集镇","110kV东城站10kV015吕庄线","张吴庄","200",0,"红色"]
[4617,"成武县供电公司","苟村集供电所","苟村集镇","110kV东城站10kV006苟村工业线","十里口","200",0,"红色"]
[4618,"成武县供电公司","苟村集供电所","苟村集镇","110kV东城站10kV010盛大寨线","马庄南","200",0,"红色"]
[4619,"成武县供电公司","苟村集供电所","苟村集镇","110kV东城站10kV015吕庄线","10kV015吕庄线小留集台架变","200",0,"红色"]
[4620,"成武县供电公司","苟村集供电所","苟村集镇","110kV东城站10kV004刘海线","10kV005苟村集线东城站10kV苟村集线苟村集村2号（10队2017年井井通）台架变","100",0,"红色"]
[4621,"成武县供电公司","苟村集供电所","苟村集镇","110kV东城站10kV004刘海线","10kV004刘海线王营南台架变","200",0,"红色"]
[4622,"成武县供电公司","苟村集供电所","苟村集镇","110kV东城站10kV012郭桥线","东城站10kV011孔楼线江堂社区变压器","400",0,"红色"]
[4623,"成武县供电公司","苟村集供电所","苟村集镇","110kV东城站10kV011孔楼线","孙寺镇小集行政村5号排灌变压器（2017年）","100",0,"红色"]
[4624,"成武县供电公司","苟村集供电所","苟村集镇","110kV东城站10kV011孔楼线","10kV011孔楼线孙寺镇小集行政村6号排灌变压器（2017年）台架变","100",0,"红色"]
[4625,"成武县供电公司","苟村集供电所","苟村集镇","110kV东城站10kV011孔楼线","110kV东城变电站10kV011孔楼线黄李庄西变压器","200",0,"红色"]
[4626,"成武县供电公司","苟村集供电所","苟村集镇","110kV东城站10kV011孔楼线","110kV东城变电站10kV011孔楼线高庄西3号变压器","200",0,"红色"]
[4627,"成武县供电公司","苟村集供电所","苟村集镇","110kV东城站10kV011孔楼线","110kV东城变电站10kV011孔楼线高庄西2号变压器","200",0,"红色"]
[4628,"成武县供电公司","苟村集供电所","苟村集镇","110kV东城站10kV012郭桥线","东城站10kV011孔楼线张河口社区变压器","400",0,"红色"]
[4629,"成武县供电公司","苟村集供电所","苟村集镇","110kV东城站10kV011孔楼线","110kV东城变电站10kV011孔楼线冯庄4号变压器","200",0,"红色"]
[4630,"成武县供电公司","苟村集供电所","苟村集镇","10kV0112后湾线","10kV0112后湾线谷店4号变压器","400",0,"红色"]
[4631,"成武县供电公司","苟村集供电所","苟村集镇","110kV东城站10kV010盛大寨线","小宋庄北","200",0,"红色"]
[4632,"成武县供电公司","苟村集供电所","苟村集镇","110kV东城站10kV015吕庄线","小留集东2号","200",0,"红色"]
[4633,"成武县供电公司","苟村集供电所","苟村集镇","110kV东城站10kV015吕庄线","吕庄","200",0,"红色"]
[4634,"成武县供电公司","苟村集供电所","苟村集镇","110kV东城站10kV015吕庄线","小留集东","200",0,"红色"]
[4635,"成武县供电公司","苟村集供电所","苟村集镇","110kV东城站10kV010盛大寨线","霍西","200",0,"红色"]
[4636,"成武县供电公司","苟村集供电所","苟村集镇","110kV东城站10kV011孔楼线","高庄西","200",0,"红色"]
[4637,"成武县供电公司","苟村集供电所","苟村集镇","10kV0112后湾线","110kV郜鼎站10kV0112后湾线谷店变压器","200",0,"红色"]
[4638,"成武县供电公司","苟村集供电所","苟村集镇","110kV东城站10kV006苟村工业线","秦庄小区2#","200",0,"红色"]
[4639,"成武县供电公司","苟村集供电所","苟村集镇","110kV东城站10kV011孔楼线","马庙","100",0,"红色"]
[4640,"成武县供电公司","苟村集供电所","苟村集镇","110kV东城站10kV011孔楼线","冯庄","200",0,"红色"]
[4641,"成武县供电公司","苟村集供电所","苟村集镇","10kV0112后湾线","10kV0112后湾线后单桥西变压器","200",0,"红色"]
[4642,"成武县供电公司","苟村集供电所","苟村集镇","110kV东城站10kV012郭桥线","江堂东","200",0,"红色"]
[4643,"成武县供电公司","苟村集供电所","苟村集镇","110kV东城站10kV010盛大寨线","南王庄","200",0,"红色"]
[4644,"成武县供电公司","苟村集供电所","苟村集镇","110kV东城站10kV004刘海线","10kV004刘海线赵瓦屋西台架变","200",0,"红色"]
[4645,"成武县供电公司","苟村集供电所","苟村集镇","10kV009王庄线","赵庄","200",0,"红色"]
[4646,"成武县供电公司","苟村集供电所","苟村集镇","10kV0112后湾线","胡楼","200",0,"红色"]
[4647,"成武县供电公司","苟村集供电所","苟村集镇","10kV0112后湾线","南陈2村配电室","200",0,"红色"]
[4648,"成武县供电公司","苟村集供电所","苟村集镇","110kV东城站10kV015吕庄线","牛王庙西","200",0,"红色"]
[4649,"成武县供电公司","苟村集供电所","苟村集镇","110kV东城站10kV015吕庄线","10kV015吕庄线张吴庄南台架变","200",0,"红色"]
[4650,"成武县供电公司","苟村集供电所","苟村集镇","110kV东城站10kV006苟村工业线","秦庄场","200",0,"红色"]
[4651,"成武县供电公司","苟村集供电所","苟村集镇","110kV东城站10kV005苟村集线","焦庄","200",0,"红色"]
[4652,"成武县供电公司","苟村集供电所","苟村集镇","110kV东城站10kV011孔楼线","南王庄南","200",0,"红色"]
[4653,"成武县供电公司","苟村集供电所","苟村集镇","110kV东城站10kV012郭桥线","110kV东城变电站10kV011孔楼线朱楼变压器","200",0,"红色"]
[4654,"成武县供电公司","苟村集供电所","苟村集镇","110kV东城站10kV011孔楼线","宋楼台","100",0,"红色"]
[4655,"成武县供电公司","苟村集供电所","苟村集镇","110kV东城站10kV012郭桥线","10kV012郭桥线张河口北台架变","400",0,"红色"]
[4656,"成武县供电公司","苟村集供电所","苟村集镇","110kV东城站10kV015吕庄线","吕庄北","200",0,"红色"]
[4657,"成武县供电公司","苟村集供电所","苟村集镇","110kV东城站10kV011孔楼线","10kV011孔楼线宋田庄东台架变","100",0,"红色"]
[4658,"成武县供电公司","苟村集供电所","苟村集镇","110kV东城站10kV006苟村工业线","楚楼南","200",0,"红色"]
[4659,"成武县供电公司","苟村集供电所","苟村集镇","110kV东城站10kV006苟村工业线","苟村南","200",0,"红色"]
[4660,"成武县供电公司","苟村集供电所","苟村集镇","110kV东城站10kV015吕庄线","杨楼2号","200",0,"红色"]
[4661,"成武县供电公司","苟村集供电所","苟村集镇","110kV东城站10kV011孔楼线","110kV东城站10kV011孔楼线西贾庄西变压器","400",0,"红色"]
[4662,"成武县供电公司","苟村集供电所","苟村集镇","110kV东城站10kV015吕庄线","10kV015吕庄线苟村集镇吕庄村3号排灌变压器（2017年）台架变","80",0,"红色"]
[4663,"成武县供电公司","苟村集供电所","苟村集镇","110kV东城站10kV011孔楼线","110kV东城变电站10kV011孔楼线冯庄3号变压器","200",0,"红色"]
[4664,"成武县供电公司","苟村集供电所","苟村集镇","110kV东城站10kV005苟村集线","110kV东城站10kV005苟村集线刘池塘东2号变压器","200",0,"红色"]
[4665,"成武县供电公司","苟村集供电所","苟村集镇","110kV东城站10kV006苟村工业线","秦庄","200",0,"红色"]
[4666,"成武县供电公司","苟村集供电所","苟村集镇","110kV东城站10kV011孔楼线","10kV孔楼线张河口北2号煤改电台区","400",0,"红色"]
[4667,"成武县供电公司","苟村集供电所","苟村集镇","110kV东城站10kV012郭桥线","江堂北配电室","200",0,"红色"]
[4668,"成武县供电公司","苟村集供电所","苟村集镇","110kV东城站10kV011孔楼线","东城站10kV孔楼线侯庄西台架","200",0,"红色"]
[4669,"成武县供电公司","苟村集供电所","苟村集镇","110kV东城站10kV004刘海线","110kV东城变电站10kV004刘海线北杨庄中台架变","400",0,"红色"]
[4670,"成武县供电公司","苟村集供电所","苟村集镇","10kV0112后湾线","110kV郜鼎站0112后湾线胡楼西台架变","200",0,"红色"]
[4671,"成武县供电公司","苟村集供电所","苟村集镇","110kV东城站10kV005苟村集线","东城站苟村集线镇政府小区柱上变","400",0,"红色"]
[4672,"成武县供电公司","苟村集供电所","苟村集镇","10kV0112后湾线","郜鼎站后湾线张邓庄新台架变","400",0,"红色"]
[4673,"成武县供电公司","苟村集供电所","苟村集镇","110kV东城站10kV011孔楼线","东城站10kV孔楼线甄庄东台架","200",0,"红色"]
[4674,"成武县供电公司","大田集供电所","大田集镇","10kV011谢楼线","35kV田集站10kV谢楼线大陈庄南台架变","400",0,"红色"]
[4675,"成武县供电公司","大田集供电所","大田集镇","10kV0114盛海2线","35kV田集站10kV袁海线朱庄2号台架变","200",0,"红色"]
[4676,"成武县供电公司","大田集供电所","大田集镇","10kV008四刘线","35kV田集站10kV四刘线许堂北台架变","400",0,"红色"]
[4677,"成武县供电公司","大田集供电所","大田集镇","10kV011谢楼线","35kV田集变电站10kV011谢楼线苇子园东南柱上变","200",0,"红色"]
[4678,"成武县供电公司","大田集供电所","大田集镇","10kV008四刘线","35kV田集站10kV008四刘庄线小李庄台架变","400",0,"红色"]
[4679,"成武县供电公司","大田集供电所","大田集镇","10kV0114东许线","35kV泉塔站10kV东许线长刘台架变","200",0,"红色"]
[4680,"成武县供电公司","大田集供电所","大田集镇","10kV009刘小楼线","卢庄站10kV009刘小楼线小郭庄东台架变","200",0,"红色"]
[4681,"成武县供电公司","大田集供电所","大田集镇","10kV011谢楼线","35kV田集站10kV谢楼线满白寺西北2号台架变","200",0,"红色"]
[4682,"成武县供电公司","大田集供电所","大田集镇","10kV0101临港1线","35kV泉塔站10kV0101临港1线冯集西3号台架变","200",0,"红色"]
[4683,"成武县供电公司","大田集供电所","大田集镇","10kV007冯楼线","35kV田集站10kV007冯楼线田集开发台架变","400",0,"红色"]
[4684,"成武县供电公司","大田集供电所","大田集镇","10kV0118党庄线","田集站10kV005党庄线八口陈庄台架变","400",0,"红色"]
[4685,"成武县供电公司","大田集供电所","大田集镇","10kV0114盛海2线","国网山东省电力公司成武县供电公司","100",0,"红色"]
[4686,"成武县供电公司","大田集供电所","大田集镇","10kV0114东许线","泉塔站10kV0114东许线长李西台架变","200",0,"红色"]
[4687,"成武县供电公司","大田集供电所","大田集镇","10kV006魏庄线","田集站10kV006魏庄线李楼南台架变","400",0,"红色"]
[4688,"成武县供电公司","大田集供电所","大田集镇","10kV0114东许线","长王","200",0,"红色"]
[4689,"成武县供电公司","大田集供电所","大田集镇","10kV0114盛海2线","10kV袁海线桃花大队3台架变","200",0,"红色"]
[4690,"成武县供电公司","大田集供电所","大田集镇","10kV009刘小楼线","大碾集","200",0,"红色"]
[4691,"成武县供电公司","大田集供电所","大田集镇","10kV0105河南王线","大崔洼南","200",0,"红色"]
[4692,"成武县供电公司","大田集供电所","大田集镇","10kV0114盛海2线","10kV袁海线大张庄东台架变","200",0,"红色"]
[4693,"成武县供电公司","大田集供电所","大田集镇","10kV0114东许线","长李南","200",0,"红色"]
[4694,"成武县供电公司","大田集供电所","大田集镇","10kV009刘小楼线","古洼","200",0,"红色"]
[4695,"成武县供电公司","大田集供电所","大田集镇","10kV0114盛海2线","10kV袁海线郭六队台架变","200",0,"红色"]
[4696,"成武县供电公司","大田集供电所","大田集镇","10kV0114东许线","后郝庄","200",0,"红色"]
[4697,"成武县供电公司","大田集供电所","大田集镇","10kV0101临港1线","冯楼","200",0,"红色"]
[4698,"成武县供电公司","大田集供电所","大田集镇","10kV006魏庄线","大陈庄","200",0,"红色"]
[4699,"成武县供电公司","大田集供电所","大田集镇","10kV007冯楼线","许花园北","315",0,"红色"]
[4700,"成武县供电公司","大田集供电所","大田集镇","10kV006魏庄线","西姚东","200",0,"红色"]
[4701,"成武县供电公司","大田集供电所","大田集镇","10kV0112程楼线","谢楼东","400",0,"红色"]
[4702,"成武县供电公司","大田集供电所","大田集镇","10kV008四刘线","四刘庄北","400",0,"红色"]
[4703,"成武县供电公司","大田集供电所","大田集镇","10kV0114盛海2线","35kV田集站10kV袁海线陈胡同西南台架变","400",0,"红色"]
[4704,"成武县供电公司","大田集供电所","大田集镇","10kV0101临港1线","北陈庄西","200",0,"红色"]
[4705,"成武县供电公司","大田集供电所","大田集镇","10kV0101临港1线","张庄","100",0,"红色"]
[4706,"成武县供电公司","大田集供电所","大田集镇","10kV0114盛海2线","10kV005党庄线后高庄东北台架变","200",0,"红色"]
[4707,"成武县供电公司","大田集供电所","大田集镇","10kV0101临港1线","中屯","315",0,"红色"]
[4708,"成武县供电公司","大田集供电所","大田集镇","10kV0104固王线","程楼南","500",0,"红色"]
[4709,"成武县供电公司","大田集供电所","大田集镇","10kV009刘小楼线","王集","200",0,"红色"]
[4710,"成武县供电公司","大田集供电所","大田集镇","10kV0118党庄线","大陈庄西","200",0,"红色"]
[4711,"成武县供电公司","大田集供电所","大田集镇","10kV008四刘线","35kV田集站10kV008四刘庄线东许庄东台架变","200",0,"红色"]
[4712,"成武县供电公司","大田集供电所","大田集镇","10kV0104固王线","王窑","200",0,"红色"]
[4713,"成武县供电公司","大田集供电所","大田集镇","10kV0114盛海2线","10kV005党庄线前高庄南台架变","200",0,"红色"]
[4714,"成武县供电公司","大田集供电所","大田集镇","10kV0118党庄线","何集3号","400",0,"红色"]
[4715,"成武县供电公司","大田集供电所","大田集镇","10kV0101临港1线","大屯北","200",0,"红色"]
[4716,"成武县供电公司","大田集供电所","大田集镇","10kV008四刘线","西孙庄南","200",0,"红色"]
[4717,"成武县供电公司","大田集供电所","大田集镇","10kV0101临港1线","35kV泉塔站10kV0101临港I线大屯东南台架变","200",0,"红色"]
[4718,"成武县供电公司","大田集供电所","大田集镇","10kV006魏庄线","东姚楼东1","200",0,"红色"]
[4719,"成武县供电公司","大田集供电所","大田集镇","10kV006魏庄线","35kV田集站10kV006魏庄线田集一队台架变","200",0,"红色"]
[4720,"成武县供电公司","大田集供电所","大田集镇","10kV0104固王线","谢楼东3号","400",0,"红色"]
[4721,"成武县供电公司","大田集供电所","大田集镇","10kV0115丙公庙线","35kV泉塔站10kV0115丙公庙线二泉庄北2台架变","500",0,"红色"]
[4722,"成武县供电公司","大田集供电所","大田集镇","10kV0114盛海2线","35kV田集站10kV013袁海线桃花新区2号台架变","200",0,"红色"]
[4723,"成武县供电公司","大田集供电所","大田集镇","10kV006魏庄线","35kV田集站10kV006魏庄线田集十六队台架变","200",0,"红色"]
[4724,"成武县供电公司","大田集供电所","大田集镇","10kV009陈庄线","田西南","400",0,"红色"]
[4725,"成武县供电公司","大田集供电所","大田集镇","10kV0103产业园区3线","河南王北","200",0,"红色"]
[4726,"成武县供电公司","大田集供电所","大田集镇","10kV0118党庄线","35kV田集站10kV005党庄线合集西南台架变","200",0,"红色"]
[4727,"成武县供电公司","大田集供电所","大田集镇","10kV008四刘线","35kV田集站10kV008四刘庄线满白寺东台架变","200",0,"红色"]
[4728,"成武县供电公司","大田集供电所","大田集镇","10kV008四刘线","35kV泉塔站10kV0114东许线申楼南4号台架变","200",0,"红色"]
[4729,"成武县供电公司","大田集供电所","大田集镇","10kV0114东许线","杨道固村4号排灌","100",0,"红色"]
[4730,"成武县供电公司","大田集供电所","大田集镇","10kV0113邓庄线","谢楼西南2号","400",0,"红色"]
[4731,"成武县供电公司","大田集供电所","大田集镇","10kV006魏庄线","西姚西","200",0,"红色"]
[4732,"成武县供电公司","大田集供电所","大田集镇","10kV0114盛海2线","10kV袁海线陈胡同东南台架变","200",0,"红色"]
[4733,"成武县供电公司","大田集供电所","大田集镇","10kV008四刘线","10kV0114东许线王庄北台架变","200",0,"红色"]
[4734,"成武县供电公司","大田集供电所","大田集镇","10kV0113邓庄线","邓庄村东配电室","200",0,"红色"]
[4735,"成武县供电公司","大田集供电所","大田集镇","10kV008四刘线","祖师庙西2#","200",0,"红色"]
[4736,"成武县供电公司","大田集供电所","大田集镇","10kV008四刘线","许堂东","200",0,"红色"]
[4737,"成武县供电公司","大田集供电所","大田集镇","10kV0101临港1线","小屯南","200",0,"红色"]
[4738,"成武县供电公司","大田集供电所","大田集镇","10kV011谢楼线","满白寺村配电室","200",0,"红色"]
[4739,"成武县供电公司","大田集供电所","大田集镇","10kV009刘小楼线","10kV009刘小楼线大井1号台架变","160",0,"红色"]
[4740,"成武县供电公司","大田集供电所","大田集镇","10kV0114盛海2线","后高庄村东配电室","200",0,"红色"]
[4741,"成武县供电公司","大田集供电所","大田集镇","10kV006魏庄线","西姚楼西1号","200",0,"红色"]
[4742,"成武县供电公司","大田集供电所","大田集镇","10kV011谢楼线","于楼中","200",0,"红色"]
[4743,"成武县供电公司","大田集供电所","大田集镇","10kV013袁海线","10kV袁海线袁海西2号台架变","400",0,"红色"]
[4744,"成武县供电公司","大田集供电所","大田集镇","10kV0114盛海2线","侯庄村＃2配电室","200",0,"红色"]
[4745,"成武县供电公司","大田集供电所","大田集镇","10kV008四刘线","夸赵庄农","200",0,"红色"]
[4746,"成武县供电公司","大田集供电所","大田集镇","10kV0104固王线","崮王中","200",0,"红色"]
[4747,"成武县供电公司","大田集供电所","大田集镇","10kV007冯楼线","何楼南","160",0,"红色"]
[4748,"成武县供电公司","大田集供电所","大田集镇","10kV0101临港1线","碱王中","200",0,"红色"]
[4749,"成武县供电公司","大田集供电所","大田集镇","10kV0118党庄线","藏庄","100",0,"红色"]
[4750,"成武县供电公司","大田集供电所","大田集镇","10kV006魏庄线","小姚楼1","200",0,"红色"]
[4751,"成武县供电公司","大田集供电所","大田集镇","10kV0104固王线","崮王","200",0,"红色"]
[4752,"成武县供电公司","大田集供电所","大田集镇","10kV0115丙公庙线","10kV0114东许线田集张楼西台架变","200",0,"红色"]
[4753,"成武县供电公司","大田集供电所","大田集镇","10kV0101临港1线","35kV泉塔站10kV0101临港I线北陈庄西南台架变","200",0,"红色"]
[4754,"成武县供电公司","大田集供电所","大田集镇","10kV013袁海线","10kV013袁海线独门张庄台架变","200",0,"红色"]
[4755,"成武县供电公司","大田集供电所","大田集镇","10kV013袁海线","后高庄西","200",0,"红色"]
[4756,"成武县供电公司","大田集供电所","大田集镇","10kV006魏庄线","田集东北","250",0,"红色"]
[4757,"成武县供电公司","大田集供电所","大田集镇","10kV0114盛海2线","10kV袁海线韩堂东台架变","200",0,"红色"]
[4758,"成武县供电公司","大田集供电所","大田集镇","10kV0114东许线","狄庄东","200",0,"红色"]
[4759,"成武县供电公司","大田集供电所","大田集镇","10kV0101临港1线","冯集北","200",0,"红色"]
[4760,"成武县供电公司","大田集供电所","大田集镇","10kV006魏庄线","田集十一队","200",0,"红色"]
[4761,"成武县供电公司","大田集供电所","大田集镇","10kV011谢楼线","于楼南","200",0,"红色"]
[4762,"成武县供电公司","大田集供电所","大田集镇","10kV0114东许线","二泉庄","200",0,"红色"]
[4763,"成武县供电公司","大田集供电所","大田集镇","10kV006魏庄线","田集东南","400",0,"红色"]
[4764,"成武县供电公司","大田集供电所","大田集镇","10kV013袁海线","后高庄西2","200",0,"红色"]
[4765,"成武县供电公司","大田集供电所","大田集镇","10kV0114盛海2线","10kV013袁海线桃花大队桥头台架变","200",0,"红色"]
[4766,"成武县供电公司","大田集供电所","大田集镇","10kV0114东许线","谢楼东南","200",0,"红色"]
[4767,"成武县供电公司","大田集供电所","大田集镇","10kV006魏庄线","田集中心南","400",0,"红色"]
[4768,"成武县供电公司","大田集供电所","大田集镇","10kV0112程楼线","谢楼东北2号","200",0,"红色"]
[4769,"成武县供电公司","大田集供电所","大田集镇","10kV0114盛海2线","大张庄东2号","200",0,"红色"]
[4770,"成武县供电公司","大田集供电所","大田集镇","10kV0114盛海2线","大张庄西3号","200",0,"红色"]
[4771,"成武县供电公司","大田集供电所","大田集镇","10kV006魏庄线","田集东中","200",0,"红色"]
[4772,"成武县供电公司","大田集供电所","大田集镇","10kV0101临港1线","冯集中","200",0,"红色"]
[4773,"成武县供电公司","大田集供电所","大田集镇","10kV0101临港1线","中屯南","200",0,"红色"]
[4774,"成武县供电公司","大田集供电所","大田集镇","10kV0112程楼线","程楼东","500",0,"红色"]
[4775,"成武县供电公司","大田集供电所","大田集镇","10kV0118党庄线","合集南","315",0,"红色"]
[4776,"成武县供电公司","大田集供电所","大田集镇","10kV006魏庄线","田集后张庄","200",0,"红色"]
[4777,"成武县供电公司","大田集供电所","大田集镇","10kV0101临港1线","中屯南环","200",0,"红色"]
[4778,"成武县供电公司","大田集供电所","大田集镇","10kV006魏庄线","田集大队部","200",0,"红色"]
[4779,"成武县供电公司","大田集供电所","大田集镇","10kV0114盛海2线","候庄村配电室","200",0,"红色"]
[4780,"成武县供电公司","大田集供电所","大田集镇","10kV0101临港1线","李庄","200",0,"红色"]
[4781,"成武县供电公司","大田集供电所","大田集镇","10kV0104固王线","谢楼西北","200",0,"红色"]
[4782,"成武县供电公司","大田集供电所","大田集镇","10kV0101临港1线","田塔","200",0,"红色"]
[4783,"成武县供电公司","大田集供电所","大田集镇","10kV008四刘线","许花园中","400",0,"红色"]
[4784,"成武县供电公司","大田集供电所","大田集镇","10kV006魏庄线","田九队","200",0,"红色"]
[4785,"成武县供电公司","大田集供电所","大田集镇","10kV0113邓庄线","邓庄村北配电室","315",0,"红色"]
[4786,"成武县供电公司","大田集供电所","大田集镇","10kV006魏庄线","10kV006魏庄线田集五队台架变","200",0,"红色"]
[4787,"成武县供电公司","大田集供电所","大田集镇","10kV0103产业园区3线","河南王西","200",0,"红色"]
[4788,"成武县供电公司","大田集供电所","大田集镇","10kV008四刘线","申楼村北2配电室","200",0,"红色"]
[4789,"成武县供电公司","大田集供电所","大田集镇","10kV0114盛海2线","10kV013袁海线陈胡同东台架变","200",0,"红色"]
[4790,"成武县供电公司","大田集供电所","大田集镇","10kV009陈庄线","田集开发东","315",0,"红色"]
[4791,"成武县供电公司","大田集供电所","大田集镇","10kV008四刘线","许花园西北","200",0,"红色"]
[4792,"成武县供电公司","大田集供电所","大田集镇","10kV0114盛海2线","10kV005党庄线后高庄南台架变","200",0,"红色"]
[4793,"成武县供电公司","大田集供电所","大田集镇","10kV0114东许线","杨道崮西北","200",0,"红色"]
[4794,"成武县供电公司","大田集供电所","大田集镇","10kV0104固王线","10kV0104固王线程楼学校台架变","200",0,"红色"]
[4795,"成武县供电公司","大田集供电所","大田集镇","10kV0101临港1线","冯集西南","200",0,"红色"]
[4796,"成武县供电公司","大田集供电所","大田集镇","10kV008四刘线","许堂西南","200",0,"红色"]
[4797,"成武县供电公司","大田集供电所","大田集镇","10kV007冯楼线","35kV田集站10kV007冯楼线何楼西南台架变","200",0,"红色"]
[4798,"成武县供电公司","大田集供电所","大田集镇","10kV008四刘线","祖师庙西北","200",0,"红色"]
[4799,"成武县供电公司","大田集供电所","大田集镇","10kV0104固王线","10kV0104固王线程楼北台架变","200",0,"红色"]
[4800,"成武县供电公司","大田集供电所","大田集镇","10kV013袁海线","袁海东","400",0,"红色"]
[4801,"成武县供电公司","大田集供电所","大田集镇","10kV0118党庄线","大田集镇合集北","200",0,"红色"]
[4802,"成武县供电公司","大田集供电所","大田集镇","10kV0103产业园区3线","河南王","200",0,"红色"]
[4803,"成武县供电公司","大田集供电所","大田集镇","10kV0114盛海2线","35kV田集站10kV袁海线桃花寺新区台架变","400",0,"红色"]
[4804,"成武县供电公司","大田集供电所","大田集镇","10kV0114东许线","杨道崮学校","200",0,"红色"]
[4805,"成武县供电公司","大田集供电所","大田集镇","10kV009刘小楼线","刘小楼村配电室","160",0,"红色"]
[4806,"成武县供电公司","大田集供电所","大田集镇","10kV011谢楼线","于楼北","200",0,"红色"]
[4807,"成武县供电公司","大田集供电所","大田集镇","10kV0114盛海2线","10kV袁海线大张庄台架变","160",0,"红色"]
[4808,"成武县供电公司","大田集供电所","大田集镇","10kV0114盛海2线","张油坊北村配电室","200",0,"红色"]
[4809,"成武县供电公司","大田集供电所","大田集镇","10kV006魏庄线","赵庄","200",0,"红色"]
[4810,"成武县供电公司","大田集供电所","大田集镇","10kV008四刘线","四刘庄南","400",0,"红色"]
[4811,"成武县供电公司","大田集供电所","大田集镇","10kV0114盛海2线","35kV田集站10kV袁海线乡直台架变","400",0,"红色"]
[4812,"成武县供电公司","大田集供电所","大田集镇","10kV0101临港1线","李庙村配电室","200",0,"红色"]
[4813,"成武县供电公司","大田集供电所","大田集镇","10kV0113邓庄线","10kV011谢楼线邓庄中台架变","200",0,"红色"]
[4814,"成武县供电公司","大田集供电所","大田集镇","10kV0101临港1线","10kV0104固王线王窑西台架变","200",0,"红色"]
[4815,"成武县供电公司","大田集供电所","大田集镇","10kV006魏庄线","韦子园西","315",0,"红色"]
[4816,"成武县供电公司","大田集供电所","大田集镇","10kV006魏庄线","李楼西北1","200",0,"红色"]
[4817,"成武县供电公司","大田集供电所","大田集镇","10kV008四刘线","申楼村北配电室","200",0,"红色"]
[4818,"成武县供电公司","大田集供电所","大田集镇","10kV0113邓庄线","谢楼西南","200",0,"红色"]
[4819,"成武县供电公司","大田集供电所","大田集镇","10kV0101临港1线","田塔东","200",0,"红色"]
[4820,"成武县供电公司","大田集供电所","大田集镇","10kV0114东许线","谢楼东2号","400",0,"红色"]
[4821,"成武县供电公司","大田集供电所","大田集镇","10kV006魏庄线","李楼东","200",0,"红色"]
[4822,"成武县供电公司","大田集供电所","大田集镇","10kV0114盛海2线","韩堂村配电室","200",0,"红色"]
[4823,"成武县供电公司","大田集供电所","大田集镇","10kV0101临港1线","北陈庄中","200",0,"红色"]
[4824,"成武县供电公司","大田集供电所","大田集镇","10kV008四刘线","侉赵庄东","200",0,"红色"]
[4825,"成武县供电公司","大田集供电所","大田集镇","10kV009刘小楼线","路庄","200",0,"红色"]
[4826,"成武县供电公司","大田集供电所","大田集镇","10kV008四刘线","许花园南","200",0,"红色"]
[4827,"成武县供电公司","大田集供电所","大田集镇","10kV0101临港1线","冯集西2","200",0,"红色"]
[4828,"成武县供电公司","大田集供电所","大田集镇","10kV011谢楼线","田集站10kV011谢楼线苇子园东台架变","400",0,"红色"]
[4829,"成武县供电公司","大田集供电所","大田集镇","10kV008四刘线","许花园东","400",0,"红色"]
[4830,"成武县供电公司","大田集供电所","大田集镇","10kV0104固王线","黎庙东","200",0,"红色"]
[4831,"成武县供电公司","大田集供电所","大田集镇","10kV006魏庄线","田集牌坊","400",0,"红色"]
[4832,"成武县供电公司","大田集供电所","大田集镇","10kV0114东许线","杨道崮南","200",0,"红色"]
[4833,"成武县供电公司","大田集供电所","大田集镇","10kV009刘小楼线","10kV刘小楼线刘小楼北台架变","200",0,"红色"]
[4834,"成武县供电公司","大田集供电所","大田集镇","10kV0114盛海2线","田集站10kV013袁海线郝海台架变","400",0,"红色"]
[4835,"成武县供电公司","大田集供电所","大田集镇","10kV0114东许线","前郝庄","200",0,"红色"]
[4836,"成武县供电公司","大田集供电所","大田集镇","10kV0101临港1线","北陈庄东","200",0,"红色"]
[4837,"成武县供电公司","大田集供电所","大田集镇","10kV006魏庄线","东姚楼北","200",0,"红色"]
[4838,"成武县供电公司","大田集供电所","大田集镇","10kV0101临港1线","冯集北1","200",0,"红色"]
[4839,"成武县供电公司","大田集供电所","大田集镇","10kV008四刘线","祖师庙","200",0,"红色"]
[4840,"成武县供电公司","大田集供电所","大田集镇","10kV011谢楼线","于楼南1","200",0,"红色"]
[4841,"成武县供电公司","大田集供电所","大田集镇","10kV007冯楼线","小于楼","200",0,"红色"]
[4842,"成武县供电公司","大田集供电所","大田集镇","10kV0101临港1线","大屯西","200",0,"红色"]
[4843,"成武县供电公司","大田集供电所","大田集镇","10kV0114东许线","杨道堌西","200",0,"红色"]
[4844,"成武县供电公司","大田集供电所","大田集镇","10kV0115丙公庙线","10kV0114东许线丙公庙西台架变","200",0,"红色"]
[4845,"成武县供电公司","大田集供电所","大田集镇","10kV007冯楼线","苇子园北","400",0,"红色"]
[4846,"成武县供电公司","大田集供电所","大田集镇","10kV0114盛海2线","10kV袁海线侯庄东台架变","200",0,"红色"]
[4847,"成武县供电公司","大田集供电所","大田集镇","10kV0101临港1线","大屯","160",0,"红色"]
[4848,"成武县供电公司","大田集供电所","大田集镇","10kV0114盛海2线","10kV袁海线公用台架变","200",0,"红色"]
[4849,"成武县供电公司","大田集供电所","大田集镇","10kV008四刘线","东许村东灯配电室","200",0,"红色"]
[4850,"成武县供电公司","大田集供电所","大田集镇","10kV006魏庄线","卫庄","200",0,"红色"]
[4851,"成武县供电公司","大田集供电所","大田集镇","10kV0114盛海2线","张油坊西村配电室","200",0,"红色"]
[4852,"成武县供电公司","大田集供电所","大田集镇","10kV0114东许线","长王东","200",0,"红色"]
[4853,"成武县供电公司","大田集供电所","大田集镇","10kV008四刘线","许堂","400",0,"红色"]
[4854,"成武县供电公司","大田集供电所","大田集镇","10kV0114盛海2线","10kV013袁海线桃花大队","200",0,"红色"]
[4855,"成武县供电公司","大田集供电所","大田集镇","10kV0101临港1线","冯集村南配电室","200",0,"红色"]
[4856,"成武县供电公司","大田集供电所","大田集镇","10kV0114盛海2线","10kV袁海线张油坊台架变","200",0,"红色"]
[4857,"成武县供电公司","大田集供电所","大田集镇","10kV009刘小楼线","古刘洼","200",0,"红色"]
[4858,"成武县供电公司","大田集供电所","大田集镇","10kV008四刘线","祖师庙南","200",0,"红色"]
[4859,"成武县供电公司","大田集供电所","大田集镇","10kV008四刘线","35kV田集站10kV008四刘庄线申楼北3号台架变","200",0,"红色"]
[4860,"成武县供电公司","大田集供电所","大田集镇","10kV011谢楼线","35kV田集站10kV011谢楼线满白寺西北台架变","400",0,"红色"]
[4861,"成武县供电公司","大田集供电所","大田集镇","10kV0114东许线","10kV0114东许线杨道崮西南台架变","200",0,"红色"]
[4862,"成武县供电公司","大田集供电所","大田集镇","10kV007冯楼线","35kV田集站10kV007冯楼线何楼西北台架变","200",0,"红色"]
[4863,"成武县供电公司","大田集供电所","大田集镇","10kV008四刘线","35kV田集站10kV008四刘庄线许堂东南台架变","200",0,"红色"]
[4864,"成武县供电公司","大田集供电所","大田集镇","10kV0114东许线","杨道固村2号排灌","100",0,"红色"]
[4865,"成武县供电公司","大田集供电所","大田集镇","10kV011谢楼线","35kV田集站10kV011谢楼线田集车站东台架变","400",0,"红色"]
[4866,"成武县供电公司","大田集供电所","大田集镇","10kV006魏庄线","35kV田集站10kV006魏庄线李楼南1台架变","200",0,"红色"]
[4867,"成武县供电公司","大田集供电所","大田集镇","10kV0101临港1线","冯楼北1","200",0,"红色"]
[4868,"成武县供电公司","大田集供电所","大田集镇","10kV0112程楼线","35kV泉塔站10kV0112程楼线程楼桥西台架变","400",0,"红色"]
[4869,"成武县供电公司","大田集供电所","大田集镇","10kV0114东许线","杨道固村6号排灌","100",0,"红色"]
[4870,"成武县供电公司","大田集供电所","大田集镇","10kV0105河南王线","大崔洼东","200",0,"红色"]
[4871,"成武县供电公司","大田集供电所","大田集镇","10kV0114东许线","杨道堌周庄","400",0,"红色"]
[4872,"成武县供电公司","大田集供电所","大田集镇","10kV0114东许线","崮（王）李庄南","400",0,"红色"]
[4873,"成武县供电公司","大田集供电所","大田集镇","10kV0112程楼线","谢楼东北","200",0,"红色"]
[4874,"成武县供电公司","大田集供电所","大田集镇","10kV0114盛海2线","10kV袁海线韩堂2台架变","200",0,"红色"]
[4875,"成武县供电公司","大田集供电所","大田集镇","10kV008四刘线","侉赵庄","200",0,"红色"]
[4876,"成武县供电公司","大田集供电所","大田集镇","10kV006魏庄线","镇东","200",0,"红色"]
[4877,"成武县供电公司","大田集供电所","大田集镇","10kV0114东许线","长王村北配电室","125",0,"红色"]
[4878,"成武县供电公司","大田集供电所","大田集镇","10kV0114盛海2线","10kV袁海线韩堂#3台架变","200",0,"红色"]
[4879,"成武县供电公司","大田集供电所","大田集镇","10kV008四刘线","申楼村南1配电室","200",0,"红色"]
[4880,"成武县供电公司","大田集供电所","大田集镇","10kV0104固王线","黎庙北","200",0,"红色"]
[4881,"成武县供电公司","大田集供电所","大田集镇","10kV0101临港1线","田塔张庄南","200",0,"红色"]
[4882,"成武县供电公司","大田集供电所","大田集镇","10kV009刘小楼线","古洼西","200",0,"红色"]
[4883,"成武县供电公司","大田集供电所","大田集镇","10kV009刘小楼线","小郭庄","200",0,"红色"]
[4884,"成武县供电公司","大田集供电所","大田集镇","10kV0114盛海2线","前高庄村配电室","200",0,"红色"]
[4885,"成武县供电公司","大田集供电所","大田集镇","10kV0118党庄线","郭庙","100",0,"红色"]
[4886,"成武县供电公司","大田集供电所","大田集镇","10kV006魏庄线","李楼北","200",0,"红色"]
[4887,"成武县供电公司","大田集供电所","大田集镇","10kV011谢楼线","陈庄3#南","400",0,"红色"]
[4888,"成武县供电公司","大田集供电所","大田集镇","10kV0114盛海2线","10kV袁海线刘窑台架变","200",0,"红色"]
[4889,"成武县供电公司","大田集供电所","大田集镇","10kV008四刘线","申楼村南配电室","160",0,"红色"]
[4890,"成武县供电公司","大田集供电所","大田集镇","10kV0104固王线","10kV0104固王线程楼东北台架变","200",0,"红色"]
[4891,"成武县供电公司","大田集供电所","大田集镇","10kV006魏庄线","田集西北","400",0,"红色"]
[4892,"成武县供电公司","大田集供电所","大田集镇","10kV006魏庄线","东姚楼","200",0,"红色"]
[4893,"成武县供电公司","大田集供电所","大田集镇","10kV006魏庄线","物资2#","200",0,"红色"]
[4894,"成武县供电公司","大田集供电所","大田集镇","10kV0114东许线","杨道崮东北","200",0,"红色"]
[4895,"成武县供电公司","大田集供电所","大田集镇","10kV006魏庄线","田东北（西）","400",0,"红色"]
[4896,"成武县供电公司","大田集供电所","大田集镇","10kV009陈庄线","苇子园南","400",0,"红色"]
[4897,"成武县供电公司","大田集供电所","大田集镇","10kV011谢楼线","本井王","200",0,"红色"]
[4898,"成武县供电公司","大田集供电所","大田集镇","10kV0114盛海2线","张油坊农村配电室","200",0,"红色"]
[4899,"成武县供电公司","大田集供电所","大田集镇","10kV006魏庄线","镇后","315",0,"红色"]
[4900,"成武县供电公司","大田集供电所","大田集镇","10kV0114东许线","谢楼南","1000",0,"红色"]
[4901,"成武县供电公司","大田集供电所","大田集镇","10kV0101临港1线","碱王","200",0,"红色"]
[4902,"成武县供电公司","大田集供电所","大田集镇","10kV0101临港1线","小屯","100",0,"红色"]
[4903,"成武县供电公司","大田集供电所","大田集镇","10kV0101临港1线","李庄北","200",0,"红色"]
[4904,"成武县供电公司","大田集供电所","大田集镇","10kV0114东许线","10kV0114东许线前郝庄南台架变","200",0,"红色"]
[4905,"成武县供电公司","大田集供电所","大田集镇","10kV0114东许线","长李庄","160",0,"红色"]
[4906,"成武县供电公司","大田集供电所","大田集镇","10kV011谢楼线","田集八队（新）","400",0,"红色"]
[4907,"成武县供电公司","大田集供电所","大田集镇","10kV0118党庄线","八口","200",0,"红色"]
[4908,"成武县供电公司","大田集供电所","大田集镇","10kV0101临港1线","10kV0104固王线王窑西北台架变","200",0,"红色"]
[4909,"成武县供电公司","大田集供电所","大田集镇","10kV0114东许线","杨道堌中","200",0,"红色"]
[4910,"成武县供电公司","大田集供电所","大田集镇","10kV0101临港1线","李庙中","200",0,"红色"]
[4911,"成武县供电公司","大田集供电所","大田集镇","10kV0104固王线","崮王东","200",0,"红色"]
[4912,"成武县供电公司","大田集供电所","大田集镇","10kV0101临港1线","田塔张庄西","200",0,"红色"]
[4913,"成武县供电公司","大田集供电所","大田集镇","10kV006魏庄线","西姚楼南","200",0,"红色"]
[4914,"成武县供电公司","大田集供电所","大田集镇","10kV006魏庄线","田集十队","200",0,"红色"]
[4915,"成武县供电公司","大田集供电所","大田集镇","10kV0114盛海2线","10kV005党庄线前高庄北台架变","200",0,"红色"]
[4916,"成武县供电公司","大田集供电所","大田集镇","10kV0114盛海2线","10kV013袁海线陈胡同西台架变","200",0,"红色"]
[4917,"成武县供电公司","大田集供电所","大田集镇","10kV0101临港1线","10kV0104固王线王窑东北台架变","200",0,"红色"]
[4918,"成武县供电公司","大田集供电所","大田集镇","10kV008四刘线","夸赵庄中","200",0,"红色"]
[4919,"成武县供电公司","大田集供电所","大田集镇","10kV0115丙公庙线","二泉庄中","200",0,"红色"]
[4920,"成武县供电公司","大田集供电所","大田集镇","10kV0118党庄线","合集东","200",0,"红色"]
[4921,"成武县供电公司","大田集供电所","大田集镇","10kV0114东许线","狄庄中","200",0,"红色"]
[4922,"成武县供电公司","大田集供电所","大田集镇","10kV0118党庄线","党庄北","200",0,"红色"]
[4923,"成武县供电公司","大田集供电所","大田集镇","10kV0118党庄线","合集西北","200",0,"红色"]
[4924,"成武县供电公司","大田集供电所","大田集镇","10kV011谢楼线","35kV田集站10kV011谢楼线田集车站西台架变","400",0,"红色"]
[4925,"成武县供电公司","大田集供电所","大田集镇","10kV0118党庄线","35kV田集站10kV005党庄线八口西台架变","400",0,"红色"]
[4926,"成武县供电公司","大田集供电所","大田集镇","10kV0101临港1线","李庄南配变","315",0,"红色"]
[4927,"成武县供电公司","大田集供电所","大田集镇","10kV0113邓庄线","谢楼西南3号","400",0,"红色"]
[4928,"成武县供电公司","大田集供电所","大田集镇","10kV0114东许线","杨道固村5号排灌","200",0,"红色"]
[4929,"成武县供电公司","大田集供电所","大田集镇","10kV006魏庄线","35kV田集站10kV006魏庄线田集3队台架变","200",0,"红色"]
[4930,"成武县供电公司","大田集供电所","大田集镇","10kV0105河南王线","大崔洼西","200",0,"红色"]
[4931,"成武县供电公司","大田集供电所","大田集镇","10kV006魏庄线","35kV田集站10kV006魏庄线田集六队台架变","200",0,"红色"]
[4932,"成武县供电公司","大田集供电所","大田集镇","10kV0114盛海2线","郝海中","200",0,"红色"]
[4933,"成武县供电公司","大田集供电所","大田集镇","10kV006魏庄线","35kV田集站10kV006魏庄线田集十二队台架变","200",0,"红色"]
[4934,"成武县供电公司","大田集供电所","大田集镇","10kV0114东许线","10kV0114东许线杨道广场台架变","400",0,"红色"]
[4935,"成武县供电公司","大田集供电所","大田集镇","10kV013袁海线","35kV田集站10kV013袁海线大陈庄西南台架变","200",0,"红色"]
[4936,"成武县供电公司","大田集供电所","大田集镇","10kV007冯楼线","何楼北","160",0,"红色"]
[4937,"成武县供电公司","大田集供电所","大田集镇","10kV0105河南王线","大崔洼","160",0,"红色"]
[4938,"成武县供电公司","大田集供电所","大田集镇","10kV006魏庄线","田集东南2#","400",0,"红色"]
[4939,"成武县供电公司","大田集供电所","大田集镇","10kV0114东许线","长王西","200",0,"红色"]
[4940,"成武县供电公司","大田集供电所","大田集镇","10kV0114盛海2线","桃花大队＃2村配电室","200",0,"红色"]
[4941,"成武县供电公司","大田集供电所","大田集镇","10kV0114盛海2线","10kV袁海线刘条庄台架变","200",0,"红色"]
[4942,"成武县供电公司","大田集供电所","大田集镇","10kV006魏庄线","北孙庄南","200",0,"红色"]
[4943,"成武县供电公司","大田集供电所","大田集镇","10kV008四刘线","西孙庄","200",0,"红色"]
[4944,"成武县供电公司","大田集供电所","大田集镇","10kV006魏庄线","物资3","315",0,"红色"]
[4945,"成武县供电公司","大田集供电所","大田集镇","10kV0118党庄线","八口南","160",0,"红色"]
[4946,"成武县供电公司","大田集供电所","大田集镇","10kV0101临港1线","冯楼北","200",0,"红色"]
[4947,"成武县供电公司","大田集供电所","大田集镇","10kV006魏庄线","北孙庄","200",0,"红色"]
[4948,"成武县供电公司","大田集供电所","大田集镇","10kV0114盛海2线","35kV田集站10kV袁海线陈胡同西北台架变","400",0,"红色"]
[4949,"成武县供电公司","大田集供电所","大田集镇","10kV008四刘线","35kV田集站10kV008四刘庄线东许庄南台架变","200",0,"红色"]
[4950,"成武县供电公司","大田集供电所","大田集镇","10kV0114盛海2线","10kV013袁海线张油坊2台架变","200",0,"红色"]
[4951,"成武县供电公司","大田集供电所","大田集镇","10kV0114盛海2线","10kV袁海线大张庄西2台架变","200",0,"红色"]
[4952,"成武县供电公司","大田集供电所","大田集镇","10kV0114东许线","杨道崮南南","200",0,"红色"]
[4953,"成武县供电公司","大田集供电所","大田集镇","10kV0114盛海2线","泉塔站10kV013袁海线陈胡同东北台架变","400",0,"红色"]
[4954,"成武县供电公司","大田集供电所","大田集镇","10kV0118党庄线","党庄","200",0,"红色"]
[4955,"成武县供电公司","大田集供电所","大田集镇","10kV0115丙公庙线","二泉庄北","400",0,"红色"]
[4956,"成武县供电公司","大田集供电所","大田集镇","10kV0114东许线","长刘东","200",0,"红色"]
[4957,"成武县供电公司","大田集供电所","大田集镇","10kV0104固王线","崮李庄北","200",0,"红色"]
[4958,"成武县供电公司","大田集供电所","大田集镇","10kV013袁海线","陈胡同2号西","400",0,"红色"]
[4959,"成武县供电公司","大田集供电所","大田集镇","10kV011谢楼线","满白寺村西配电室","200",0,"红色"]
[4960,"成武县供电公司","大田集供电所","大田集镇","10kV0114盛海2线","10kV013袁海线朱庄台架变","200",0,"红色"]
[4961,"成武县供电公司","大田集供电所","大田集镇","10kV009刘小楼线","刘洼","200",0,"红色"]
[4962,"成武县供电公司","大田集供电所","大田集镇","10kV0115丙公庙线","张楼村配电室","200",0,"红色"]
[4963,"成武县供电公司","大田集供电所","大田集镇","10kV006魏庄线","李楼西","100",0,"红色"]
[4964,"成武县供电公司","大田集供电所","大田集镇","10kV006魏庄线","魏庄北","200",0,"红色"]
[4965,"成武县供电公司","大田集供电所","大田集镇","10kV0101临港1线","大屯东","200",0,"红色"]
[4966,"成武县供电公司","大田集供电所","大田集镇","10kV009陈庄线","35kV田集站10kV009陈庄线本井王北台架变","200",0,"红色"]
[4967,"成武县供电公司","大田集供电所","大田集镇","10kV0114东许线","杨道固村1号排灌","100",0,"红色"]
[4968,"成武县供电公司","大田集供电所","大田集镇","10kV006魏庄线","35kV田集站10kV006魏庄线西姚楼东北台架变","200",0,"红色"]
[4969,"成武县供电公司","大田集供电所","大田集镇","10kV0114东许线","杨道固村3号排灌","100",0,"红色"]
[4970,"成武县供电公司","大田集供电所","大田集镇","10kV006魏庄线","35kV田集站10kV006魏庄线田集十三队台架变","200",0,"红色"]
[4971,"成武县供电公司","大田集供电所","大田集镇","10kV0103产业园区3线","35kV田集站10kV0105河南王线白庙北2台架变","200",0,"红色"]
[4972,"成武县供电公司","大田集供电所","大田集镇","10kV006魏庄线","35kV田集站10kV006魏庄线西姚楼西北台架变","200",0,"红色"]
[4973,"成武县供电公司","大田集供电所","大田集镇","10kV0114东许线","35kV泉塔站10kV0114东许线长王东2台架变","200",0,"红色"]
[4974,"成武县供电公司","大田集供电所","大田集镇","10kV0113邓庄线","35kV田集站10kV011谢楼线邓庄北2台架变","200",0,"红色"]
[4975,"成武县供电公司","大田集供电所","大田集镇","10kV0114东许线","35kV泉塔站10kV0114东许线谢楼南2号台架变","200",0,"红色"]
[4976,"成武县供电公司","大田集供电所","大田集镇","10kV0114盛海2线","35kV田集站10kV袁海线大张庄中台架变","200",0,"红色"]
[4977,"成武县供电公司","大田集供电所","大田集镇","10kV0101临港1线","35kV泉塔站10kV0101临港I线李庙东南台架变","200",0,"红色"]
[4978,"成武县供电公司","大田集供电所","大田集镇","10kV008四刘线","35kV田集站10kV008四刘庄线许花园东北台架变","200",0,"红色"]
[4979,"成武县供电公司","大田集供电所","大田集镇","10kV0114东许线","35kV泉塔站10kV0114东许线后郝庄2号台架变","200",0,"红色"]
[4980,"成武县供电公司","大田集供电所","大田集镇","10kV007冯楼线","35kV田集站10kV007冯楼线许花园西配变","200",0,"红色"]
[4981,"成武县供电公司","大田集供电所","大田集镇","10kV008四刘线","35kV田集站10kV008四刘庄线许花园东南台架变","200",0,"红色"]
[4982,"成武县供电公司","大田集供电所","大田集镇","10kV0101临港1线","35kV泉塔站10kV0101临港I线李庄东台架变","200",0,"红色"]
[4983,"成武县供电公司","大田集供电所","大田集镇","10kV0103产业园区3线","10kV0103产业园区3线白庙北新台架","200",0,"红色"]
[4984,"成武县供电公司","大田集供电所","大田集镇","10kV0114盛海2线","10kV013袁海线郝海2新台架变","200",0,"红色"]
[4985,"成武县供电公司","大田集供电所","大田集镇","10kV009刘小楼线","卢庄站10kV009刘小楼线大井北台架变","200",0,"红色"]
[4986,"成武县供电公司","大田集供电所","大田集镇","10kV0114盛海2线","田集站10kV013袁海线刘条庄中台架变","200",0,"红色"]
[4987,"成武县供电公司","大田集供电所","大田集镇","10kV006魏庄线","田集站10kV006魏庄线镇后北台架变","400",0,"红色"]
[4988,"成武县供电公司","大田集供电所","大田集镇","10kV006魏庄线","田集站10kV006魏庄线田中心台架变柱上变","400",0,"红色"]
[4989,"成武县供电公司","大田集供电所","大田集镇","10kV006魏庄线","田集站10kV006魏庄线李楼东南台架变","400",0,"红色"]
[4990,"成武县供电公司","大田集供电所","大田集镇","10kV0118党庄线","田集站10kV005党庄线合集东北台架变","400",0,"红色"]
[4991,"成武县供电公司","大田集供电所","大田集镇","10kV0118党庄线","田集站10kV005党庄线藏庄西台架变","200",0,"红色"]
[4992,"成武县供电公司","大田集供电所","大田集镇","10kV008四刘线","35kV田集站10kV008四刘庄线王庄台架变","400",0,"红色"]
[4993,"成武县供电公司","大田集供电所","大田集镇","10kV0114东许线","泉塔站10kV0114东许线崮李庄台架变","400",0,"红色"]
[4994,"成武县供电公司","大田集供电所","大田集镇","10kV0103产业园区3线","孟楼站10kV0103产业园区3线白庙柱上变","400",0,"红色"]
[4995,"成武县供电公司","大田集供电所","大田集镇","10kV0114东许线","泉塔站10kV0114东许线狄庄台架变","400",0,"红色"]
[4996,"成武县供电公司","大田集供电所","大田集镇","10kV0113邓庄线","泉塔站10kV0113邓庄线谢楼西台架变","400",0,"红色"]
[4997,"成武县供电公司","大田集供电所","大田集镇","10kV007冯楼线","田集站10kV007冯楼线苇子园西北台架柱上变","200",0,"红色"]
[4998,"成武县供电公司","大田集供电所","大田集镇","10kV008四刘线","35kV田集站10kV008四刘庄线申楼中台架变","200",0,"红色"]